## Summary
A23.3 Building design example
November 30th, 2015
By: Lisa Tobber + Jeremy Atkinson
Building weight: 153193kN
Etabs period X: | 5.5s
Etabs period Y: | 4.48s
Building geom:
* floor plan 26mx26m
Substructure
* 2 stories below grade
* Podium dimensions 72mx72m
Loads plotted
* RSA - Response spectrum analysis
* RSA -veT: Response spectrum analysis with -ve mass eccentricity
* RSA +veT: Response spectrum analysis with +ve mass eccentricity
*Wind: factored wind (1.4x wind from ETABS)
RSA values are scaled to NBCC 2015 base shear
Wall Total
Wall 1
Wall 2
Wall 3
Coupling beams
| CB W1 to W2 | CB W2 to W3
Drifts | X-direction | Y-direction
Drifts | X-direction | Y-direction

## Wall Total
Wall Total
| M2 [kN-m] |  |  |  | M3 [kN-m] |  |  |  | V2 [kN] |  |  |  | V3 [kN]
Elvs | RSA | RSA -veT | RSA +veT | Wind | RSA | RSA -veT | RSA +veT | Wind | RSA | RSA -veT | RSA +veT | Wind | RSA | RSA -veT | RSA +veT | Wind
90150 | 1.8498e-10 | 1.8883e-10 | 2.0703e-10 | 1.2585e-09 | 4.1323e-09 | 4.1381e-09 | 4.1381e-09 | 1.8565e-09 | 273.7851 | 273.7961 | 273.7961 | 68.6252 | 236.9634 | 236.9635 | 236.9635 | 78.3277
85080 | 1201.4047 | 1201.4047 | 1201.4047 | 397.1213 | 1388.0906 | 1388.146 | 1388.146 | 347.9296 | 273.7851 | 273.7961 | 273.7961 | 68.6252 | 236.9634 | 236.9635 | 236.9635 | 78.3277
85080 | 1201.4047 | 1201.4047 | 1201.4047 | 397.1213 | 1388.0906 | 1388.146 | 1388.146 | 347.9296 | 922.9887 | 923.0362 | 923.0362 | 333.6322 | 786.0993 | 786.0993 | 786.0993 | 349.459
82300 | 3383.3867 | 3383.3867 | 3383.3867 | 1368.6173 | 3951.5126 | 3951.7 | 3951.7 | 1275.4271 | 922.9887 | 923.0362 | 923.0362 | 333.6322 | 786.0993 | 786.0993 | 786.0993 | 349.459
82300 | 3383.3867 | 3383.3867 | 3383.3867 | 1368.6173 | 3951.5126 | 3951.7 | 3951.7 | 1275.4271 | 1415.5732 | 1415.6561 | 1415.6561 | 522.3733 | 1175.7136 | 1175.7136 | 1175.7136 | 543.9413
79520 | 6641.6016 | 6641.6017 | 6641.6017 | 2880.7741 | 7881.7448 | 7882.1626 | 7882.1626 | 2727.625 | 1415.5732 | 1415.6561 | 1415.6561 | 522.3733 | 1175.7136 | 1175.7136 | 1175.7136 | 543.9413
79520 | 6641.6016 | 6641.6017 | 6641.6017 | 2880.7741 | 7881.7448 | 7882.1626 | 7882.1626 | 2727.625 | 1792.8818 | 1793.0005 | 1793.0005 | 709.7102 | 1440.7507 | 1440.7507 | 1440.7507 | 736.9879
76740 | 10615.1779 | 10615.178 | 10615.178 | 4929.6006 | 12854.3135 | 12855.0615 | 12855.0615 | 4700.6195 | 1792.8818 | 1793.0005 | 1793.0005 | 709.7102 | 1440.7507 | 1440.7507 | 1440.7507 | 736.9879
76740 | 10615.1779 | 10615.178 | 10615.178 | 4929.6006 | 12854.3135 | 12855.0615 | 12855.0615 | 4700.6195 | 2062.307 | 2062.462 | 2062.462 | 895.6007 | 1601.2216 | 1601.2216 | 1601.2216 | 928.5514
73960 | 14982.7214 | 14982.7216 | 14982.7216 | 7510.9735 | 18561.4662 | 18562.645 | 18562.645 | 7190.3895 | 2062.307 | 2062.462 | 2062.462 | 895.6007 | 1601.2216 | 1601.2216 | 1601.2216 | 928.5514
73960 | 14982.7214 | 14982.7216 | 14982.7216 | 7510.9735 | 18561.4662 | 18562.645 | 18562.645 | 7190.3895 | 2235.1464 | 2235.3379 | 2235.3379 | 1079.9997 | 1689.936 | 1689.936 | 1689.936 | 1118.5811
71180 | 19495.2857 | 19495.2859 | 19495.2859 | 10620.6289 | 24720.8115 | 24722.5226 | 24722.5226 | 10192.7885 | 2235.1464 | 2235.3379 | 2235.3379 | 1079.9997 | 1689.936 | 1689.936 | 1689.936 | 1118.5811
71180 | 19495.2857 | 19495.2859 | 19495.2859 | 10620.6289 | 24720.8115 | 24722.5226 | 24722.5226 | 10192.7885 | 2326.7292 | 2326.9574 | 2326.9574 | 1262.8591 | 1741.0279 | 1741.0279 | 1741.0279 | 1307.0229
68400 | 23988.7379 | 23988.7382 | 23988.7382 | 14254.1525 | 31083.6332 | 31085.9785 | 31085.9785 | 13703.537 | 2326.7292 | 2326.9574 | 2326.9574 | 1262.8591 | 1741.0279 | 1741.0279 | 1741.0279 | 1307.0229
68400 | 23988.7379 | 23988.7382 | 23988.7382 | 14254.1525 | 31083.6332 | 31085.9785 | 31085.9785 | 13703.537 | 2356.1068 | 2356.3718 | 2356.3718 | 1444.1278 | 1777.0062 | 1777.0062 | 1777.0062 | 1493.8191
65620 | 28372.3346 | 28372.335 | 28372.335 | 18406.9695 | 37441.9724 | 37445.0543 | 37445.0543 | 17718.2124 | 2356.1068 | 2356.3718 | 2356.3718 | 1444.1278 | 1777.0062 | 1777.0062 | 1777.0062 | 1493.8191
65620 | 28372.3346 | 28372.335 | 28372.335 | 18406.9695 | 37441.9724 | 37445.0543 | 37445.0543 | 17718.2124 | 2345.1637 | 2345.4656 | 2345.4656 | 1623.7509 | 1803.6474 | 1803.6475 | 1803.6475 | 1678.908
62840 | 32601.0145 | 32601.015 | 32601.015 | 23074.3338 | 43633.7067 | 43637.6278 | 43637.6278 | 22232.2399 | 2345.1637 | 2345.4656 | 2345.4656 | 1623.7509 | 1803.6474 | 1803.6475 | 1803.6475 | 1678.908
62840 | 32601.0145 | 32601.015 | 32601.015 | 23074.3338 | 43633.7067 | 43637.6278 | 43637.6278 | 22232.2399 | 2316.8607 | 2317.1994 | 2317.1994 | 1801.6696 | 1817.1909 | 1817.191 | 1817.191 | 1862.2238
60060 | 36646.782 | 36646.7826 | 36646.7826 | 28251.3159 | 49544.9297 | 49549.7925 | 49549.7925 | 27240.8813 | 2316.8607 | 2317.1994 | 2317.1994 | 1801.6696 | 1817.1909 | 1817.191 | 1817.191 | 1862.2238
60060 | 36646.782 | 36646.7826 | 36646.7826 | 28251.3159 | 49544.9297 | 49549.7925 | 49549.7925 | 27240.8813 | 2292.4328 | 2292.8085 | 2292.8085 | 1977.8208 | 1816.95 | 1816.95 | 1816.95 | 2043.6958
57280 | 40483.3546 | 40483.3553 | 40483.3554 | 33932.7903 | 55109.159 | 55115.0663 | 55115.0663 | 32739.2232 | 2292.4328 | 2292.8085 | 2292.8085 | 1977.8208 | 1816.95 | 1816.95 | 1816.95 | 2043.6958
57280 | 40483.3546 | 40483.3553 | 40483.3554 | 33932.7903 | 55109.159 | 55115.0663 | 55115.0663 | 32739.2232 | 2287.9191 | 2288.3317 | 2288.3317 | 2152.1366 | 1812.46 | 1812.4601 | 1812.4601 | 2223.2489
54500 | 44088.261 | 44088.2619 | 44088.2619 | 40113.4222 | 60303.2197 | 60310.2741 | 60310.2741 | 38722.1629 | 2287.9191 | 2288.3317 | 2288.3317 | 2152.1366 | 1812.46 | 1812.4601 | 1812.4601 | 2223.2489
54500 | 44088.261 | 44088.2619 | 44088.2619 | 40113.4222 | 60303.2197 | 60310.2741 | 60310.2741 | 38722.1629 | 2311.5092 | 2311.9587 | 2311.9587 | 2324.5436 | 1819.2149 | 1819.2149 | 1819.2149 | 2400.8018
51720 | 47453.8047 | 47453.8057 | 47453.8057 | 46787.6511 | 65139.4734 | 65147.7777 | 65147.7777 | 45184.3942 | 2311.5092 | 2311.9587 | 2311.9587 | 2324.5436 | 1819.2149 | 1819.2149 | 1819.2149 | 2400.8018
51720 | 47453.8047 | 47453.8057 | 47453.8057 | 46787.6511 | 65139.4734 | 65147.7777 | 65147.7777 | 45184.3942 | 2363.2484 | 2363.7348 | 2363.7348 | 2494.9618 | 1847.389 | 1847.3891 | 1847.3891 | 2576.2659
48940 | 50594.5654 | 50594.5666 | 50594.5666 | 53949.6703 | 69656.2096 | 69665.8662 | 69665.8662 | 52120.3881 | 2363.2484 | 2363.7348 | 2363.7348 | 2494.9618 | 1847.389 | 1847.3891 | 1847.3891 | 2576.2659
48940 | 50594.5654 | 50594.5666 | 50594.5666 | 53949.6703 | 69656.2096 | 69665.8662 | 69665.8662 | 52120.3881 | 2437.4916 | 2438.0148 | 2438.0148 | 2663.304 | 1895.0284 | 1895.0285 | 1895.0285 | 2749.5443
46160 | 53545.0474 | 53545.0487 | 53545.0487 | 61593.4034 | 73908.2494 | 73919.3605 | 73919.3605 | 59524.3731 | 2437.4916 | 2438.0148 | 2438.0148 | 2663.304 | 1895.0284 | 1895.0285 | 1895.0285 | 2749.5443
46160 | 53545.0474 | 53545.0487 | 53545.0487 | 61593.4034 | 73908.2494 | 73919.3605 | 73919.3605 | 59524.3731 | 2526.7524 | 2527.3123 | 2527.3123 | 2829.4743 | 1951.298 | 1951.298 | 1951.298 | 2920.5312
43380 | 56348.4496 | 56348.4511 | 56348.4511 | 69712.4801 | 77958.3677 | 77971.0352 | 77971.0352 | 67390.3117 | 2526.7524 | 2527.3123 | 2527.3123 | 2829.4743 | 1951.298 | 1951.298 | 1951.298 | 2920.5312
43380 | 56348.4496 | 56348.4511 | 56348.4511 | 69712.4801 | 77958.3677 | 77971.0352 | 77971.0352 | 67390.3117 | 2625.292 | 2625.8883 | 2625.8883 | 2993.3674 | 2007.0614 | 2007.0615 | 2007.0615 | 3089.11
40600 | 59045.0744 | 59045.0761 | 59045.0761 | 78300.2059 | 81871.1085 | 81885.4337 | 81885.4337 | 75711.8731 | 2625.292 | 2625.8883 | 2625.8883 | 2993.3674 | 2007.0614 | 2007.0615 | 2007.0615 | 3089.11
40600 | 59045.0744 | 59045.0761 | 59045.0761 | 78300.2059 | 81871.1085 | 81885.4337 | 81885.4337 | 75711.8731 | 2731.2664 | 2731.8988 | 2731.8988 | 3154.8662 | 2063.0249 | 2063.025 | 2063.025 | 3255.1517
37820 | 61668.9819 | 61668.9838 | 61668.9838 | 87349.5276 | 85710.1376 | 85726.2208 | 85726.2208 | 84482.4011 | 2731.2664 | 2731.8988 | 2731.8988 | 3154.8662 | 2063.0249 | 2063.025 | 2063.025 | 3255.1517
37820 | 61668.9819 | 61668.9838 | 61668.9838 | 87349.5276 | 85710.1376 | 85726.2208 | 85726.2208 | 84482.4011 | 2847.1211 | 2847.7892 | 2847.7892 | 3313.8394 | 2129.117 | 2129.117 | 2129.117 | 3418.5123
35040 | 64254.8687 | 64254.8708 | 64254.8708 | 96852.9918 | 89539.4166 | 89557.357 | 89557.357 | 93694.8746 | 2847.1211 | 2847.7892 | 2847.7892 | 3313.8394 | 2129.117 | 2129.117 | 2129.117 | 3418.5123
35040 | 64254.8687 | 64254.8708 | 64254.8708 | 96852.9918 | 89539.4166 | 89557.357 | 89557.357 | 93694.8746 | 2978.4157 | 2979.1188 | 2979.1188 | 3470.1389 | 2216.0321 | 2216.0321 | 2216.0321 | 3579.0299
32260 | 66849.0236 | 66849.0259 | 66849.0259 | 106802.695 | 93427.4151 | 93447.3102 | 93447.3102 | 103341.8607 | 2978.4157 | 2979.1188 | 2979.1188 | 3470.1389 | 2216.0321 | 2216.0321 | 2216.0321 | 3579.0299
32260 | 66849.0236 | 66849.0259 | 66849.0259 | 106802.695 | 93427.4151 | 93447.3102 | 93447.3102 | 103341.8607 | 3131.502 | 3132.2394 | 3132.2394 | 3623.5949 | 2326.2578 | 2326.2579 | 2326.2579 | 3736.5205
29480 | 69515.2088 | 69515.2113 | 69515.2113 | 117190.2219 | 97452.5906 | 97474.5357 | 97474.5357 | 113415.4546 | 3131.502 | 3132.2394 | 3132.2394 | 3623.5949 | 2326.2578 | 2326.2579 | 2326.2579 | 3736.5205
29480 | 69515.2088 | 69515.2113 | 69515.2113 | 117190.2219 | 97452.5906 | 97474.5357 | 97474.5357 | 113415.4546 | 3310.8071 | 3311.5779 | 3311.5779 | 3774.0108 | 2453.0056 | 2453.0056 | 2453.0056 | 3890.7736
26700 | 72330.8282 | 72330.8309 | 72330.831 | 128006.5724 | 101707.7523 | 101731.8401 | 101731.8401 | 123907.2046 | 3310.8071 | 3311.5779 | 3311.5779 | 3774.0108 | 2453.0056 | 2453.0056 | 2453.0056 | 3890.7736
26700 | 72330.8282 | 72330.8309 | 72330.831 | 128006.5724 | 101707.7523 | 101731.8401 | 101731.8401 | 123907.2046 | 3516.8454 | 3517.6483 | 3517.6483 | 3921.1531 | 2587.1778 | 2587.1779 | 2587.1779 | 4041.5405
23920 | 75376.4649 | 75376.4679 | 75376.4679 | 139242.0549 | 106300.5115 | 106326.8313 | 106326.8313 | 134808.0102 | 3516.8454 | 3517.6483 | 3517.6483 | 3921.1531 | 2587.1778 | 2587.1779 | 2587.1779 | 4041.5405
23920 | 75376.4649 | 75376.4679 | 75376.4679 | 139242.0549 | 106300.5115 | 106326.8313 | 106326.8313 | 134808.0102 | 3745.2026 | 3746.0361 | 3746.0361 | 4064.7361 | 2724.8672 | 2724.8673 | 2724.8673 | 4188.5141
21140 | 78727.267 | 78727.2702 | 78727.2703 | 150886.1242 | 111348.8562 | 111377.4931 | 111377.4931 | 146107.9766 | 3745.2026 | 3746.0361 | 3746.0361 | 4064.7361 | 2724.8672 | 2724.8673 | 2724.8673 | 4188.5141
21140 | 78727.267 | 78727.2702 | 78727.2703 | 150886.1242 | 111348.8562 | 111377.4931 | 111377.4931 | 146107.9766 | 3987.2907 | 3988.1528 | 3988.1528 | 4204.4041 | 2870.3339 | 2870.334 | 2870.334 | 4331.3126
18360 | 82452.4848 | 82452.4882 | 82452.4883 | 162927.1732 | 116972.1872 | 117003.2208 | 117003.2208 | 157796.2199 | 3987.2907 | 3988.1528 | 3988.1528 | 4204.4041 | 2870.3339 | 2870.334 | 2870.334 | 4331.3126
18360 | 82452.4848 | 82452.4882 | 82452.4883 | 162927.1732 | 116972.1872 | 117003.2208 | 117003.2208 | 157796.2199 | 4231.6959 | 4232.5842 | 4232.5842 | 4339.7221 | 3030.7926 | 3030.7927 | 3030.7927 | 4469.4687
15580 | 86621.2217 | 86621.2254 | 86621.2255 | 175352.2962 | 123278.6042 | 123312.1072 | 123312.1072 | 169860.6473 | 4231.6959 | 4232.5842 | 4232.5842 | 4339.7221 | 3030.7926 | 3030.7927 | 3030.7927 | 4469.4687
15580 | 86621.2217 | 86621.2254 | 86621.2255 | 175352.2962 | 123278.6042 | 123312.1072 | 123312.1072 | 169860.6473 | 4465.9059 | 4466.8172 | 4466.8172 | 4471.8317 | 3206.9899 | 3206.9899 | 3206.99 | 4604.0844
12800 | 91305.835 | 91305.839 | 91305.839 | 188151.6509 | 130351.1479 | 130387.1844 | 130387.1844 | 182292.3395 | 4465.9059 | 4466.8172 | 4466.8172 | 4471.8317 | 3206.9899 | 3206.9899 | 3206.99 | 4604.0844
12800 | 91305.835 | 91305.839 | 91305.839 | 188151.6509 | 130351.1479 | 130387.1844 | 130387.1844 | 182292.3395 | 4678.0095 | 4678.9401 | 4678.9401 | 4603.2093 | 3386.9543 | 3386.9544 | 3386.9544 | 4737.5868
10020 | 96574.2573 | 96574.2615 | 96574.2616 | 201322.1423 | 138236.374 | 138274.9976 | 138274.9976 | 195089.2615 | 4678.0095 | 4678.9401 | 4678.9401 | 4603.2093 | 3386.9543 | 3386.9544 | 3386.9544 | 4737.5868
10020 | 96574.2573 | 96574.2615 | 96574.2616 | 201322.1423 | 138236.374 | 138274.9976 | 138274.9976 | 195089.2615 | 4858.125 | 4859.0704 | 4859.0704 | 4734.0689 | 3548.7018 | 3548.7019 | 3548.7019 | 4870.1318
7240 | 102470.5693 | 102470.5737 | 102470.5738 | 214861.1087 | 146938.1643 | 146979.4161 | 146979.4161 | 208249.973 | 4858.125 | 4859.0704 | 4859.0704 | 4734.0689 | 3548.7018 | 3548.7019 | 3548.7019 | 4870.1318
7240 | 102470.5693 | 102470.5737 | 102470.5738 | 214861.1087 | 146938.1643 | 146979.4161 | 146979.4161 | 208249.973 | 4999.5088 | 5000.464 | 5000.464 | 4864.3803 | 3671.3658 | 3671.3659 | 3671.3659 | 5001.6313
4460 | 108994.8409 | 108994.8456 | 108994.8457 | 228765.6436 | 156418.2309 | 156462.1381 | 156462.1381 | 221772.9502 | 4999.5088 | 5000.464 | 5000.464 | 4864.3803 | 3671.3658 | 3671.3659 | 3671.3659 | 5001.6313
4460 | 108994.8409 | 108994.8456 | 108994.8457 | 228765.6436 | 156418.2309 | 156462.1381 | 156462.1381 | 221772.9502 | 5110.4187 | 5111.3804 | 5111.3804 | 4930.4909 | 3761.9688 | 3761.9689 | 3761.9689 | 5068.5022
0 | 120641.6566 | 120641.6617 | 120641.6618 | 251371.1635 | 173047.2563 | 173095.4529 | 173095.4529 | 243762.9396 | 5110.4187 | 5111.3804 | 5111.3804 | 4930.4909 | 3761.9688 | 3761.9689 | 3761.9689 | 5068.5022
0 | 120641.6566 | 120641.6617 | 120641.6618 | 251371.1635 | 173047.2563 | 173095.4529 | 173095.4529 | 243762.9396 | 6170.3149 | 6197.5935 | 6197.5935 | 6716.4956 | 3407.0378 | 3407.0807 | 3407.0816 | 6157.9193
-4520 | 105555.0019 | 105555.1908 | 105555.1951 | 223537.3684 | 146624.7512 | 146699.8539 | 146699.8539 | 213404.3793 | 6170.3149 | 6197.5935 | 6197.5935 | 6716.4956 | 3407.0378 | 3407.0807 | 3407.0816 | 6157.9193
-4520 | 105555.0019 | 105555.1908 | 105555.1951 | 223537.3684 | 146624.7512 | 146699.8539 | 146699.8539 | 213404.3793 | 6094.9447 | 6122.0189 | 6122.0189 | 6827.4575 | 2310.9842 | 2311.0112 | 2311.0118 | 4557.1636
-7520 | 98686.5815 | 98686.8516 | 98686.8577 | 209865.8775 | 129230.1679 | 129386.4933 | 129386.4933 | 192922.0067 | 6094.9447 | 6122.0189 | 6122.0189 | 6827.4575 | 2310.9842 | 2311.0112 | 2311.0118 | 4557.1636

## W1
W1
| M2 [kN-m] |  |  |  | M3 [kN-m] |  |  |  | V2 [kN] (Web only) |  |  |  | V3 [kN] (Flange only) |  |  |  | Axial [kN] |  |  |  | V2 [kN] |  |  |  | V3 [kN]
| RSA | RSA -veT | RSA +veT | Wind | RSA | RSA -veT | RSA +veT | Wind | RSA | RSA -veT | RSA +veT | Wind | RSA | RSA -veT | RSA +veT | Wind | RSA | RSA -veT | RSA +veT | Wind | RSA | RSA -veT | RSA +veT | Wind | RSA | RSA -veT | RSA +veT | Wind
90150 | 270.2945 | 270.2945 | 270.2945 | 218.314 | 983.7958 | 1284.4229 | 1284.4229 | 320.9288 | 145.1785 | 194.7437 | 194.7437 | 4.8981 | 2.2199e-05 | 0.18942 | 0.18352 | 8.2277e-06 | 316.7249 | 316.7249 | 316.7249 | 262.8213 | 146.3742 | 196.3989 | 196.3989 | 32.9128 | 78.2335 | 78.2335 | 78.2335 | 60.1656
85080 | 126.4052 | 126.4052 | 126.4052 | 86.7254 | 1625.6988 | 2179.9511 | 2179.9511 | 487.7965 | 145.1785 | 194.7437 | 194.7437 | 4.8981 | 2.2199e-05 | 0.18942 | 0.18352 | 8.2277e-06 | 316.7249 | 316.7249 | 316.7249 | 262.8213 | 146.3742 | 196.3989 | 196.3989 | 32.9128 | 78.2335 | 78.2335 | 78.2335 | 60.1656
85080 | 204.8976 | 204.8976 | 204.8976 | 101.1483 | 2221.8151 | 2969.7581 | 2969.7581 | 621.9847 | 387.1952 | 463.9426 | 463.9426 | 112.5557 | 0.00011107 | 0.70755 | 0.82061 | 2.1373e-05 | 558.1284 | 558.1285 | 558.1285 | 399.7062 | 393.666 | 472.3378 | 472.3378 | 118.6554 | 114.9166 | 114.9166 | 114.9166 | 44.9815
82300 | 115.0883 | 115.0883 | 115.0883 | 23.9002 | 1578.1332 | 2107.3684 | 2107.3684 | 292.1225 | 387.1952 | 463.9426 | 463.9426 | 112.5557 | 0.00011107 | 0.70755 | 0.82061 | 2.1373e-05 | 558.1284 | 558.1285 | 558.1285 | 399.7062 | 393.666 | 472.3378 | 472.3378 | 118.6554 | 114.9166 | 114.9166 | 114.9166 | 44.9815
82300 | 351.8323 | 351.8323 | 351.8323 | 238.7248 | 2224.3443 | 2989.8511 | 2989.8511 | 443.324 | 574.1443 | 681.4973 | 681.4973 | 172.0234 | 0.0001031 | 0.55464 | 0.58476 | 8.1096e-05 | 898.2438 | 898.2438 | 898.2438 | 592.1511 | 579.8833 | 688.6008 | 688.6008 | 162.1449 | 216.9587 | 216.9587 | 216.9587 | 125.7808
79520 | 252.6024 | 252.6024 | 252.6024 | 110.9458 | 1850.373 | 2313.6452 | 2313.6452 | 7.4388 | 574.1443 | 681.4973 | 681.4973 | 172.0234 | 0.0001031 | 0.55464 | 0.58476 | 8.1096e-05 | 898.2438 | 898.2438 | 898.2438 | 592.1511 | 579.8833 | 688.6008 | 688.6008 | 162.1449 | 216.9587 | 216.9587 | 216.9587 | 125.7808
79520 | 356.8453 | 356.8453 | 356.8453 | 248.128 | 2409.0225 | 3186.3185 | 3186.3185 | 190.498 | 798.5589 | 951.6373 | 951.6373 | 239.4192 | 0.00016577 | 0.92376 | 0.98299 | 0.00013456 | 1339.6977 | 1339.6977 | 1339.6977 | 854.8363 | 808.1935 | 963.702 | 963.702 | 232.2144 | 243.5019 | 243.5019 | 243.5019 | 141.7101
76740 | 323.0756 | 323.0756 | 323.0756 | 145.8261 | 2729.8256 | 3074.8079 | 3074.8079 | 455.0579 | 798.5589 | 951.6373 | 951.6373 | 239.4192 | 0.00016577 | 0.92376 | 0.98299 | 0.00013456 | 1339.6977 | 1339.6977 | 1339.6977 | 854.8363 | 808.1935 | 963.702 | 963.702 | 232.2144 | 243.5019 | 243.5019 | 243.5019 | 141.7101
76740 | 390.107 | 390.107 | 390.107 | 306.9758 | 2875.745 | 3593.0371 | 3593.0371 | 215.8647 | 961.9099 | 1140.5348 | 1140.5348 | 304.1622 | 0.00016935 | 0.96709 | 1.0168 | 0.00020895 | 1849.8433 | 1849.8433 | 1849.8433 | 1186.2437 | 973.0585 | 1154.3231 | 1154.3231 | 295.4244 | 281.0819 | 281.0819 | 281.0819 | 184.6416
73960 | 396.7634 | 396.7634 | 396.7634 | 206.3279 | 4100.2123 | 4313.5889 | 4313.5889 | 1037.1446 | 961.9099 | 1140.5348 | 1140.5348 | 304.1622 | 0.00016935 | 0.96709 | 1.0168 | 0.00020895 | 1849.8433 | 1849.8433 | 1849.8433 | 1186.2437 | 973.0585 | 1154.3231 | 1154.3231 | 295.4244 | 281.0819 | 281.0819 | 281.0819 | 184.6416
73960 | 392.1937 | 392.1937 | 392.1937 | 343.4574 | 3826.4971 | 4463.0877 | 4463.0877 | 751.5973 | 1090.1659 | 1284.5451 | 1284.5451 | 368.5056 | 0.00018353 | 1.0364 | 1.0891 | 0.0003179 | 2402.5444 | 2402.5444 | 2402.5444 | 1588.5637 | 1103.0578 | 1300.3657 | 1300.3657 | 359.8125 | 296.5034 | 296.5034 | 296.5034 | 216.9379
71180 | 441.2193 | 441.2193 | 441.2193 | 259.6299 | 5734.6773 | 5822.7521 | 5822.7521 | 1751.876 | 1090.1659 | 1284.5451 | 1284.5451 | 368.5056 | 0.00018353 | 1.0364 | 1.0891 | 0.0003179 | 2402.5444 | 2402.5444 | 2402.5444 | 1588.5637 | 1103.0578 | 1300.3657 | 1300.3657 | 359.8125 | 296.5034 | 296.5034 | 296.5034 | 216.9379
71180 | 397.7859 | 397.7859 | 397.7859 | 386.3572 | 5138.566 | 5686.6108 | 5686.6108 | 1420.7494 | 1178.9512 | 1378.784 | 1378.784 | 431.8512 | 0.00024338 | 1.0528 | 1.1043 | 0.00047956 | 2973.4329 | 2973.4329 | 2973.4329 | 2061.3018 | 1192.9326 | 1395.7769 | 1395.7769 | 422.3895 | 309.3863 | 309.3863 | 309.3863 | 253.5997
68400 | 475.336 | 475.336 | 475.336 | 318.65 | 7494.3896 | 7510.252 | 7510.252 | 2594.9922 | 1178.9512 | 1378.784 | 1378.784 | 431.8512 | 0.00024338 | 1.0528 | 1.1043 | 0.00047956 | 2973.4329 | 2973.4329 | 2973.4329 | 2061.3018 | 1192.9326 | 1395.7769 | 1395.7769 | 422.3895 | 309.3863 | 309.3863 | 309.3863 | 253.5997
68400 | 397.8781 | 397.8781 | 397.8781 | 422.996 | 6660.257 | 7130.9765 | 7130.9765 | 2217.2966 | 1236.5208 | 1435.6143 | 1435.6143 | 494.7618 | 0.00035573 | 1.0764 | 1.1283 | 0.00072078 | 3545.6965 | 3545.6966 | 3545.6966 | 2604.0354 | 1251.2962 | 1453.4133 | 1453.4133 | 484.8167 | 316.0165 | 316.0165 | 316.0165 | 287.3725
65620 | 497.7871 | 497.7871 | 497.7871 | 375.8996 | 9293.7058 | 9384.8717 | 9384.8717 | 3565.0869 | 1236.5208 | 1435.6143 | 1435.6143 | 494.7618 | 0.00035573 | 1.0764 | 1.1283 | 0.00072078 | 3545.6965 | 3545.6966 | 3545.6966 | 2604.0354 | 1251.2962 | 1453.4133 | 1453.4133 | 484.8167 | 316.0165 | 316.0165 | 316.0165 | 287.3725
65620 | 398.1401 | 398.1401 | 398.1401 | 459.7187 | 8287.0836 | 8700.6248 | 8700.6248 | 3141.329 | 1264.6041 | 1461.5186 | 1461.5186 | 557.0523 | 0.00053373 | 1.0903 | 1.1419 | 0.0010816 | 4107.6179 | 4107.6179 | 4107.6179 | 3215.5249 | 1279.7762 | 1479.6883 | 1479.6883 | 546.3948 | 321.9688 | 321.9688 | 321.9688 | 323.2621
62840 | 517.7987 | 517.7987 | 517.7987 | 438.9499 | 11074.2743 | 11216.4888 | 11216.4888 | 4660.3066 | 1264.6041 | 1461.5186 | 1461.5186 | 557.0523 | 0.00053373 | 1.0903 | 1.1419 | 0.0010816 | 4107.6179 | 4107.6179 | 4107.6179 | 3215.5249 | 1279.7762 | 1479.6883 | 1479.6883 | 546.3948 | 321.9688 | 321.9688 | 321.9688 | 323.2621
62840 | 391.0274 | 391.0274 | 391.0274 | 487.2761 | 9949.577 | 10324.9819 | 10324.9819 | 4191.2881 | 1271.4698 | 1470.2678 | 1470.2678 | 619.6196 | 0.00079384 | 1.108 | 1.1602 | 0.0016218 | 4650.6248 | 4650.6249 | 4650.6249 | 3893.3422 | 1286.7535 | 1488.6224 | 1488.6224 | 608.2915 | 320.9007 | 320.9007 | 320.9007 | 352.4034
60060 | 526.7051 | 526.7051 | 526.7051 | 492.4053 | 12805.8509 | 12991.6417 | 12991.6417 | 5882.3386 | 1271.4698 | 1470.2678 | 1470.2678 | 619.6196 | 0.00079384 | 1.108 | 1.1602 | 0.0016218 | 4650.6248 | 4650.6249 | 4650.6249 | 3893.3422 | 1286.7535 | 1488.6224 | 1488.6224 | 608.2915 | 320.9007 | 320.9007 | 320.9007 | 352.4034
60060 | 388.8278 | 388.8278 | 388.8278 | 520.2939 | 11609.1467 | 11951.7589 | 11951.7589 | 5368.9985 | 1240.5293 | 1436.3381 | 1436.3381 | 677.7567 | 0.0011817 | 1.11 | 1.1626 | 0.0024255 | 5167.3041 | 5167.3041 | 5167.3041 | 4634.347 | 1255.973 | 1454.9146 | 1454.9146 | 665.6394 | 326.273 | 326.273 | 326.273 | 393.9315
57280 | 549.1979 | 549.1979 | 549.1979 | 574.8357 | 14431.2704 | 14641.7159 | 14641.7159 | 7219.476 | 1240.5293 | 1436.3381 | 1436.3381 | 677.7567 | 0.0011817 | 1.11 | 1.1626 | 0.0024255 | 5167.3041 | 5167.3041 | 5167.3041 | 4634.347 | 1255.973 | 1454.9146 | 1454.9146 | 665.6394 | 326.273 | 326.273 | 326.273 | 393.9315
57280 | 405.3053 | 405.3053 | 405.3053 | 575.0709 | 13157.4002 | 13507.603 | 13507.603 | 6634.1625 | 1193.5158 | 1384.7505 | 1384.7505 | 733.8057 | 0.0017847 | 1.0569 | 1.107 | 0.0036876 | 5674.1715 | 5674.1716 | 5674.1716 | 5475.9963 | 1207.3664 | 1401.5577 | 1401.5577 | 718.7657 | 331.4177 | 331.4177 | 331.4177 | 435.8289
54500 | 553.6696 | 553.6697 | 553.6697 | 636.5335 | 15873.0212 | 16062.6703 | 16062.6703 | 8632.3312 | 1193.5158 | 1384.7505 | 1384.7505 | 733.8057 | 0.0017847 | 1.0569 | 1.107 | 0.0036876 | 5674.1715 | 5674.1716 | 5674.1716 | 5475.9963 | 1207.3664 | 1401.5577 | 1401.5577 | 718.7657 | 331.4177 | 331.4177 | 331.4177 | 435.8289
54500 | 409.8642 | 409.8642 | 409.8642 | 598.1402 | 14615.009 | 14995.0689 | 14995.0689 | 8002.9157 | 1142.629 | 1335.5108 | 1335.5108 | 793.9162 | 0.0026967 | 1.0927 | 1.1446 | 0.0055767 | 6150.4658 | 6150.4659 | 6150.4659 | 6379.5213 | 1156.3574 | 1352.3232 | 1352.3232 | 778.8626 | 329.6708 | 329.6708 | 329.6708 | 463.4033
51720 | 551.906 | 551.9061 | 551.9061 | 690.1211 | 17204.996 | 17369.7212 | 17369.7212 | 10168.1537 | 1142.629 | 1335.5108 | 1335.5108 | 793.9162 | 0.0026967 | 1.0927 | 1.1446 | 0.0055767 | 6150.4658 | 6150.4659 | 6150.4659 | 6379.5213 | 1156.3574 | 1352.3232 | 1352.3232 | 778.8626 | 329.6708 | 329.6708 | 329.6708 | 463.4033
51720 | 426.2601 | 426.2601 | 426.2601 | 630.2503 | 15998.6368 | 16414.4706 | 16414.4706 | 9496.6652 | 1081.196 | 1278.6531 | 1278.6531 | 853.2306 | 0.0040628 | 1.1057 | 1.1573 | 0.0083982 | 6597.4009 | 6597.4009 | 6597.4009 | 7345.7837 | 1093.8271 | 1294.4194 | 1294.4194 | 837.6249 | 335.5044 | 335.5044 | 335.5044 | 497.0971
48940 | 557.2795 | 557.2795 | 557.2795 | 751.6795 | 18423.3014 | 18565.1143 | 18565.1143 | 11825.2623 | 1081.196 | 1278.6531 | 1278.6531 | 853.2306 | 0.0040628 | 1.1057 | 1.1573 | 0.0083982 | 6597.4009 | 6597.4009 | 6597.4009 | 7345.7837 | 1093.8271 | 1294.4194 | 1294.4194 | 837.6249 | 335.5044 | 335.5044 | 335.5044 | 497.0971
48940 | 443.2795 | 443.2795 | 443.2795 | 655.4096 | 17295.0162 | 17748.7334 | 17748.7334 | 11111.2331 | 1017.3978 | 1222.2261 | 1222.2261 | 911.8555 | 0.0061132 | 1.1489 | 1.2007 | 0.012615 | 7018.5936 | 7018.5936 | 7018.5936 | 8375.4869 | 1028.9921 | 1237.0767 | 1237.0767 | 896.0246 | 343.051 | 343.051 | 343.051 | 528.2972
46160 | 565.5327 | 565.5327 | 565.5327 | 813.2566 | 19528.0846 | 19652.8423 | 19652.8423 | 13602.1815 | 1017.3978 | 1222.2261 | 1222.2261 | 911.8555 | 0.0061132 | 1.1489 | 1.2007 | 0.012615 | 7018.5936 | 7018.5936 | 7018.5936 | 8375.4869 | 1028.9921 | 1237.0767 | 1237.0767 | 896.0246 | 343.051 | 343.051 | 343.051 | 528.2972
46160 | 461.271 | 461.271 | 461.271 | 679.3548 | 18501.726 | 18990.2413 | 18990.2413 | 12847.0501 | 960.6305 | 1174.3503 | 1174.3503 | 969.7146 | 0.0091916 | 1.1948 | 1.2466 | 0.018928 | 7418.3657 | 7418.3657 | 7418.3657 | 9467.7775 | 971.1542 | 1188.26 | 1188.26 | 953.7678 | 352.8746 | 352.8746 | 352.8746 | 559.479
43380 | 577.8357 | 577.8357 | 577.8357 | 875.9967 | 20526.8801 | 20641.9189 | 20641.9189 | 15498.5247 | 960.6305 | 1174.3503 | 1174.3503 | 969.7146 | 0.0091916 | 1.1948 | 1.2466 | 0.018928 | 7418.3657 | 7418.3657 | 7418.3657 | 9467.7775 | 971.1542 | 1188.26 | 1188.26 | 953.7678 | 352.8746 | 352.8746 | 352.8746 | 559.479
43380 | 479.0312 | 479.0312 | 479.0312 | 700.0515 | 19617.1162 | 20135.8015 | 20135.8015 | 14703.7345 | 923.323 | 1146.79 | 1146.79 | 1027.0632 | 0.013817 | 1.2394 | 1.2914 | 0.028387 | 7801.6208 | 7801.6208 | 7801.6208 | 10621.1143 | 933.0016 | 1159.9978 | 1159.9978 | 1011.2322 | 363.5254 | 363.5254 | 363.5254 | 590.2904
40600 | 592.4724 | 592.4724 | 592.4724 | 940.9557 | 21434.3849 | 21546.749 | 21546.749 | 17514.9601 | 923.323 | 1146.79 | 1146.79 | 1027.0632 | 0.013817 | 1.2394 | 1.2914 | 0.028387 | 7801.6208 | 7801.6208 | 7801.6208 | 10621.1143 | 933.0016 | 1159.9978 | 1159.9978 | 1011.2322 | 363.5254 | 363.5254 | 363.5254 | 590.2904
40600 | 496.3754 | 496.3754 | 496.3754 | 714.6249 | 20646.9839 | 21190.2367 | 21190.2367 | 16683.1675 | 916.4369 | 1150.6344 | 1150.6344 | 1084.2237 | 0.020768 | 1.2851 | 1.3372 | 0.042564 | 8173.0444 | 8173.0445 | 8173.0445 | 11832.6583 | 925.6524 | 1163.5352 | 1163.5352 | 1068.766 | 373.6102 | 373.6103 | 373.6103 | 617.478
37820 | 606.364 | 606.364 | 606.364 | 1001.9639 | 22272.9084 | 22390.97 | 22390.97 | 19654.3369 | 916.4369 | 1150.6344 | 1150.6344 | 1084.2237 | 0.020768 | 1.2851 | 1.3372 | 0.042564 | 8173.0444 | 8173.0445 | 8173.0445 | 11832.6583 | 925.6524 | 1163.5352 | 1163.5352 | 1068.766 | 373.6102 | 373.6103 | 373.6103 | 617.478
37820 | 518.4323 | 518.4324 | 518.4324 | 727.7818 | 21602.756 | 22163.9662 | 22163.9662 | 18788.6062 | 945.5788 | 1191.3445 | 1191.3445 | 1141.0227 | 0.031215 | 1.3355 | 1.3876 | 0.063815 | 8537.2194 | 8537.2195 | 8537.2196 | 13098.4284 | 954.8902 | 1204.4918 | 1204.4918 | 1126.2018 | 388.2079 | 388.2079 | 388.2079 | 648.5678
35040 | 626.934 | 626.934 | 626.934 | 1075.2366 | 23071.3993 | 23204.0813 | 23204.0813 | 21919.4472 | 945.5788 | 1191.3445 | 1191.3445 | 1141.0227 | 0.031215 | 1.3355 | 1.3876 | 0.063815 | 8537.2194 | 8537.2195 | 8537.2196 | 13098.4284 | 954.8902 | 1204.4918 | 1204.4918 | 1126.2018 | 388.2079 | 388.2079 | 388.2079 | 648.5678
35040 | 532.7496 | 532.7497 | 532.7497 | 718.0104 | 22504.1604 | 23073.6875 | 23073.6875 | 21025.0364 | 1012.1521 | 1273.946 | 1273.946 | 1199.8431 | 0.046907 | 1.4358 | 1.4888 | 0.095651 | 8898.3367 | 8898.337 | 8898.337 | 14410.7313 | 1021.9731 | 1287.8537 | 1287.8537 | 1185.9548 | 396.2111 | 396.2111 | 396.2111 | 660.8651
32260 | 637.7074 | 637.7075 | 637.7075 | 1119.1945 | 23869.7407 | 24039.3616 | 24039.3616 | 24321.9907 | 1012.1521 | 1273.946 | 1273.946 | 1199.8431 | 0.046907 | 1.4358 | 1.4888 | 0.095651 | 8898.3367 | 8898.337 | 8898.337 | 14410.7313 | 1021.9731 | 1287.8537 | 1287.8537 | 1185.9548 | 396.2111 | 396.2111 | 396.2111 | 660.8651
32260 | 558.7404 | 558.7406 | 558.7406 | 724.5373 | 23381.5393 | 23939.6271 | 23939.6271 | 23404.0962 | 1094.1459 | 1363.3482 | 1363.3482 | 1247.0289 | 0.070234 | 1.5635 | 1.6174 | 0.14284 | 9260.1388 | 9260.1393 | 9260.1393 | 15759.7035 | 1105.8715 | 1379.4434 | 1379.4434 | 1234.61 | 425.7681 | 425.7682 | 425.7682 | 708.0064
29480 | 692.3252 | 692.3253 | 692.3253 | 1243.7205 | 24695.9836 | 24898.4255 | 24898.4255 | 26836.312 | 1094.1459 | 1363.3482 | 1363.3482 | 1247.0289 | 0.070234 | 1.5635 | 1.6174 | 0.14284 | 9260.1388 | 9260.1393 | 9260.1393 | 15759.7035 | 1105.8715 | 1379.4434 | 1379.4434 | 1234.61 | 425.7681 | 425.7682 | 425.7682 | 708.0064
29480 | 618.702 | 618.7023 | 618.7023 | 796.875 | 24224.3398 | 24832.3315 | 24832.3315 | 25819.0344 | 1193.2992 | 1474.169 | 1474.169 | 1289.5906 | 0.10814 | 1.5701 | 1.6197 | 0.21936 | 9656.9842 | 9656.9849 | 9656.9849 | 17253.4334 | 1204.3796 | 1489.5088 | 1489.5088 | 1273.3581 | 459.1615 | 459.1617 | 459.1617 | 756.6507
26700 | 723.0908 | 723.091 | 723.091 | 1306.614 | 25540.8246 | 25725.4921 | 25725.4921 | 29358.9698 | 1193.2992 | 1474.169 | 1474.169 | 1289.5906 | 0.10814 | 1.5701 | 1.6197 | 0.21936 | 9656.9842 | 9656.9849 | 9656.9849 | 17253.4334 | 1204.3796 | 1489.5088 | 1489.5088 | 1273.3581 | 459.1615 | 459.1617 | 459.1617 | 756.6507
26700 | 634.9769 | 634.9771 | 634.9772 | 775.6919 | 25081.7536 | 25735.7973 | 25735.7973 | 28326.0467 | 1317.6908 | 1624.5961 | 1624.5961 | 1345.8605 | 0.16502 | 1.8163 | 1.8691 | 0.33383 | 10076.2344 | 10076.2355 | 10076.2355 | 18777.2159 | 1331.3208 | 1643.053 | 1643.053 | 1334.3218 | 472.5457 | 472.5459 | 472.5459 | 761.4901
23920 | 744.4894 | 744.4896 | 744.4896 | 1341.2507 | 26503.989 | 26716.5606 | 26716.5606 | 32035.4614 | 1317.6908 | 1624.5961 | 1624.5961 | 1345.8605 | 0.16502 | 1.8163 | 1.8691 | 0.33383 | 10076.2344 | 10076.2355 | 10076.2355 | 18777.2159 | 1331.3208 | 1643.053 | 1643.053 | 1334.3218 | 472.5457 | 472.5459 | 472.5459 | 761.4901
23920 | 665.8448 | 665.8453 | 665.8453 | 781.3621 | 26025.972 | 26678.9119 | 26678.9119 | 30997.6316 | 1447.9746 | 1783.1482 | 1783.1482 | 1402.0685 | 0.25005 | 1.9814 | 2.0337 | 0.50453 | 10526.5681 | 10526.5697 | 10526.5698 | 20330.5303 | 1462.8723 | 1803.1572 | 1803.1572 | 1394.1634 | 498.5366 | 498.5369 | 498.537 | 786.0415
21140 | 784.2958 | 784.2962 | 784.2962 | 1403.8333 | 27638.3202 | 27931.3725 | 27931.3725 | 34873.406 | 1447.9746 | 1783.1482 | 1783.1482 | 1402.0685 | 0.25005 | 1.9814 | 2.0337 | 0.50453 | 10526.5681 | 10526.5697 | 10526.5698 | 20330.5303 | 1462.8723 | 1803.1572 | 1803.1572 | 1394.1634 | 498.5366 | 498.5369 | 498.537 | 786.0415
21140 | 682.752 | 682.7525 | 682.7525 | 753.0569 | 27107.7524 | 27703.8176 | 27703.8176 | 33837.6127 | 1583.6891 | 1952.7175 | 1952.7175 | 1459.5056 | 0.3774 | 2.2429 | 2.2961 | 0.75947 | 11016.1226 | 11016.1249 | 11016.125 | 21908.8912 | 1600.1876 | 1974.7778 | 1974.7778 | 1457.8736 | 515.6559 | 515.6562 | 515.6562 | 791.8296
18360 | 815.274 | 815.2743 | 815.2743 | 1448.2294 | 29000.7829 | 29446.0785 | 29446.0785 | 37890.5013 | 1583.6891 | 1952.7175 | 1952.7175 | 1459.5056 | 0.3774 | 2.2429 | 2.2961 | 0.75947 | 11016.1226 | 11016.1249 | 11016.125 | 21908.8912 | 1600.1876 | 1974.7778 | 1974.7778 | 1457.8736 | 515.6559 | 515.6562 | 515.6562 | 791.8296
18360 | 707.4336 | 707.4346 | 707.4346 | 725.6944 | 28394.5471 | 28854.9429 | 28854.9429 | 36869.0443 | 1716.424 | 2121.2396 | 2121.2396 | 1518.5435 | 0.56889 | 2.5371 | 2.59 | 1.1418 | 11550.1151 | 11550.1184 | 11550.1185 | 23499.5542 | 1734.2462 | 2144.9483 | 2144.9483 | 1522.4536 | 546.5522 | 546.553 | 546.553 | 814.1823
15580 | 874.2977 | 874.2988 | 874.2988 | 1537.7325 | 30649.4535 | 31330.8096 | 31330.8096 | 41101.4653 | 1716.424 | 2121.2396 | 2121.2396 | 1518.5435 | 0.56889 | 2.5371 | 2.59 | 1.1418 | 11550.1151 | 11550.1184 | 11550.1185 | 23499.5542 | 1734.2462 | 2144.9483 | 2144.9483 | 1522.4536 | 546.5522 | 546.553 | 546.553 | 814.1823
15580 | 685.639 | 685.6397 | 685.6397 | 614.1124 | 29962.0589 | 30179.6924 | 30179.6924 | 40117.3815 | 1859.0671 | 2309.7919 | 2309.7919 | 1584.4785 | 0.85826 | 3.072 | 3.1277 | 1.7179 | 12127.2375 | 12127.2421 | 12127.2422 | 25074.2299 | 1878.622 | 2335.9093 | 2335.9093 | 1599.2972 | 539.4699 | 539.4701 | 539.4701 | 770.4873
12800 | 877.7743 | 877.7743 | 877.7743 | 1527.8422 | 32669.7436 | 33723.3686 | 33723.3686 | 44563.4276 | 1859.0671 | 2309.7919 | 2309.7919 | 1584.4785 | 0.85826 | 3.072 | 3.1277 | 1.7179 | 12127.2375 | 12127.2421 | 12127.2422 | 25074.2299 | 1878.622 | 2335.9093 | 2335.9093 | 1599.2972 | 539.4699 | 539.4701 | 539.4701 | 770.4873
12800 | 693.0719 | 693.0745 | 693.0745 | 548.2124 | 31906.6006 | 32083.962 | 32083.962 | 43635.5976 | 1982.9847 | 2474.8042 | 2474.8042 | 1657.2142 | 1.3007 | 3.447 | 3.4979 | 2.5962 | 12739.6151 | 12739.6216 | 12739.6218 | 26592.5239 | 2002.8176 | 2500.9188 | 2500.9188 | 1675.3457 | 601.3091 | 601.3113 | 601.3114 | 838.6056
10020 | 1036.1888 | 1036.1924 | 1036.1925 | 1783.1113 | 35113.6748 | 36675.7575 | 36675.7575 | 48293.0585 | 1982.9847 | 2474.8042 | 2474.8042 | 1657.2142 | 1.3007 | 3.447 | 3.4979 | 2.5962 | 12739.6151 | 12739.6216 | 12739.6218 | 26592.5239 | 2002.8176 | 2500.9188 | 2500.9188 | 1675.3457 | 601.3091 | 601.3113 | 601.3114 | 838.6056
10020 | 453.1999 | 453.2004 | 453.2004 | 73.9292 | 34344.9051 | 35125.4263 | 35125.4263 | 47479.4027 | 2196.3431 | 2785.0631 | 2785.0631 | 1763.6822 | 1.9996 | 5.1943 | 5.2668 | 3.9756 | 13340.3448 | 13340.3536 | 13340.3538 | 27951.9988 | 2221.2619 | 2819.1997 | 2819.1997 | 1806.8367 | 434.6892 | 434.6906 | 434.6906 | 529.7037
7240 | 835.5362 | 835.5395 | 835.5396 | 1398.6471 | 38263.0467 | 40705.8349 | 40705.8349 | 52502.4086 | 2196.3431 | 2785.0631 | 2785.0631 | 1763.6822 | 1.9996 | 5.1943 | 5.2668 | 3.9756 | 13340.3448 | 13340.3536 | 13340.3538 | 27951.9988 | 2221.2619 | 2819.1997 | 2819.1997 | 1806.8367 | 434.6892 | 434.6906 | 434.6906 | 529.7037
7240 | 399.9362 | 399.9454 | 399.9456 | 91.9916 | 37511.7204 | 39260.6406 | 39260.6406 | 51815.5757 | 1981.3313 | 2413.9246 | 2413.9246 | 1735.0727 | 3.2348 | 5.4214 | 5.4668 | 6.3533 | 13856.2938 | 13856.3069 | 13856.3072 | 29038.1264 | 2000.6375 | 2439.4525 | 2439.4525 | 1706.7104 | 681.4327 | 681.441 | 681.4412 | 1011.6071
4460 | 1561.9902 | 1562.004 | 1562.0044 | 2720.2763 | 41430.2525 | 44399.0784 | 44399.0784 | 56560.2305 | 1981.3313 | 2413.9246 | 2413.9246 | 1735.0727 | 3.2348 | 5.4214 | 5.4668 | 6.3533 | 13856.2938 | 13856.3069 | 13856.3072 | 29038.1264 | 2000.6375 | 2439.4525 | 2439.4525 | 1706.7104 | 681.4327 | 681.441 | 681.4412 | 1011.6071
4460 | 1585.5631 | 1585.5857 | 1585.5862 | 1598.2732 | 38689.6053 | 39117.6052 | 39117.6052 | 53806.2367 | 2053.4087 | 2398.2449 | 2398.2449 | 1927.9693 | 3.0334 | 4.1317 | 4.1543 | 5.9497 | 15455.1693 | 15455.2098 | 15455.2107 | 32587.6506 | 2074.399 | 2422.3578 | 2422.3578 | 1876.4911 | 792.8579 | 792.8639 | 792.864 | 1030.9618
0 | 1980.1544 | 1980.2038 | 1980.205 | 2999.8166 | 45783.8849 | 47763.7809 | 47763.7809 | 62175.3873 | 2053.4087 | 2398.2449 | 2398.2449 | 1927.9693 | 3.0334 | 4.1317 | 4.1543 | 5.9497 | 15455.1693 | 15455.2098 | 15455.2107 | 32587.6506 | 2074.399 | 2422.3578 | 2422.3578 | 1876.4911 | 792.8579 | 792.8639 | 792.864 | 1030.9618
0 | 1569.5551 | 1569.6322 | 1569.6339 | 2602.3705 | 44856.8742 | 45232.8612 | 45232.8612 | 61176.7295 | 2307.2194 | 2336.187 | 2336.187 | 2609.548 | 0.24471 | 0.24545 | 0.24501 | 0.41891 | 15229.6005 | 15229.6602 | 15229.6616 | 32655.1929 | 2327.8172 | 2356.7793 | 2356.7793 | 2446.1798 | 481.2113 | 481.2293 | 481.2297 | 714.9946
-4520 | 613.405 | 613.409 | 613.4091 | 629.4053 | 34755.9067 | 35262.8027 | 35262.8027 | 50119.9968 | 2307.2194 | 2336.187 | 2336.187 | 2609.548 | 0.24471 | 0.24545 | 0.24501 | 0.41891 | 15229.6005 | 15229.6602 | 15229.6616 | 32655.1929 | 2327.8172 | 2356.7793 | 2356.7793 | 2446.1798 | 481.2113 | 481.2293 | 481.2297 | 714.9946
-4520 | 83.7516 | 83.7537 | 83.7537 | 101.933 | 35058.9604 | 35496.4655 | 35496.4655 | 50327.2178 | 2187.754 | 2194.9435 | 2194.9435 | 2494.8956 | 1.7281 | 1.8323 | 1.8347 | 3.3383 | 14766.2329 | 14766.2941 | 14766.2955 | 32128.9293 | 2230.8465 | 2238.337 | 2238.337 | 2493.7977 | 66.9825 | 66.9831 | 66.9831 | 110.4413
-7520 | 152.8674 | 152.8677 | 152.8677 | 229.3909 | 28686.9393 | 29101.9729 | 29101.9729 | 42845.8246 | 2187.754 | 2194.9435 | 2194.9435 | 2494.8956 | 1.7281 | 1.8323 | 1.8347 | 3.3383 | 14766.2329 | 14766.2941 | 14766.2955 | 32128.9293 | 2230.8465 | 2238.337 | 2238.337 | 2493.7977 | 66.9825 | 66.9831 | 66.9831 | 110.4413

## W2
W2
| M2 [kN-m] |  |  |  | M3 [kN-m] |  |  |  | V2 [kN] (Web only) |  |  |  | V3 [kN] (Flange only) |  |  |  | Axial [kN] |  |  |  | V2 [kN] |  |  |  | V3 [kN]
| RSA | RSA -veT | RSA +veT | Wind | RSA | RSA -veT | RSA +veT | Wind | RSA | RSA -veT | RSA +veT | Wind | RSA | RSA -veT | RSA +veT | Wind | RSA | RSA -veT | RSA +veT | Wind | RSA | RSA -veT | RSA +veT | Wind | RSA | RSA -veT | RSA +veT | Wind
90150 | 1084.144 | 1084.144 | 1084.144 | 814.0177 | 531.2938 | 659.5359 | 659.5359 | 196.6188 | 152.9033 | 168.5925 | 168.5925 | 45.0664 | 2.9418e-05 | 0.19578 | 0.2276 | 2.1591e-05 | 216.3825 | 216.3825 | 216.3825 | 226.125 | 151.4588 | 166.5998 | 166.5998 | 57.3487 | 154.2381 | 154.2381 | 154.2381 | 52.6158
85080 | 315.9925 | 315.9925 | 315.9925 | 547.2554 | 1275.7386 | 1480.7457 | 1480.7457 | 487.3766 | 152.9033 | 168.5925 | 168.5925 | 45.0664 | 2.9418e-05 | 0.19578 | 0.2276 | 2.1591e-05 | 216.3825 | 216.3825 | 216.3825 | 226.125 | 151.4588 | 166.5998 | 166.5998 | 57.3487 | 154.2381 | 154.2381 | 154.2381 | 52.6158
85080 | 1205.4205 | 1205.4205 | 1205.4205 | 1007.6989 | 1391.8118 | 1607.1698 | 1607.1698 | 532.2632 | 327.3277 | 338.7388 | 338.7388 | 125.0621 | 3.2178e-05 | 0.21802 | 0.24522 | 1.3918e-05 | 232.5423 | 232.5423 | 232.5423 | 263.8201 | 338.4311 | 350.4246 | 350.4246 | 136.406 | 415.2831 | 415.2831 | 415.2831 | 184.5006
82300 | 194.6797 | 194.6797 | 194.6797 | 494.7873 | 2272.0033 | 2454.0196 | 2454.0196 | 911.4718 | 327.3277 | 338.7388 | 338.7388 | 125.0621 | 3.2178e-05 | 0.21802 | 0.24522 | 1.3918e-05 | 232.5423 | 232.5423 | 232.5423 | 263.8201 | 338.4311 | 350.4246 | 350.4246 | 136.406 | 415.2831 | 415.2831 | 415.2831 | 184.5006
82300 | 1396.2176 | 1396.2176 | 1396.2176 | 1184.0096 | 2419.4842 | 2613.0665 | 2613.0665 | 967.1148 | 508.5423 | 518.125 | 518.125 | 195.277 | 5.4906e-05 | 0.40877 | 0.45239 | 3.742e-06 | 217.0648 | 217.0648 | 217.0648 | 286.4109 | 522.8438 | 533.5335 | 533.5335 | 215.8117 | 650.9039 | 650.9039 | 650.9039 | 296.6839
79520 | 516.5823 | 516.5823 | 516.5823 | 359.2283 | 3845.7879 | 4009.6528 | 4009.6528 | 1567.0713 | 508.5423 | 518.125 | 518.125 | 195.277 | 5.4906e-05 | 0.40877 | 0.45239 | 3.742e-06 | 217.0648 | 217.0648 | 217.0648 | 286.4109 | 522.8438 | 533.5335 | 533.5335 | 215.8117 | 650.9039 | 650.9039 | 650.9039 | 296.6839
79520 | 1362.9702 | 1362.9702 | 1362.9702 | 1310.2799 | 4055.1242 | 4239.8688 | 4239.8688 | 1648.149 | 633.8481 | 650.0371 | 650.0371 | 261.9896 | 5.4049e-05 | 0.46689 | 0.49531 | 1.2351e-05 | 201.9297 | 201.9297 | 201.9297 | 309.329 | 652.4545 | 669.8882 | 669.8882 | 288.1317 | 798.9062 | 798.9062 | 798.9062 | 409.8309
76740 | 989.0495 | 989.0495 | 989.0495 | 170.95 | 5848.225 | 5984.5041 | 5984.5041 | 2449.1553 | 633.8481 | 650.0371 | 650.0371 | 261.9896 | 5.4049e-05 | 0.46689 | 0.49531 | 1.2351e-05 | 201.9297 | 201.9297 | 201.9297 | 309.329 | 652.4545 | 669.8882 | 669.8882 | 288.1317 | 798.9062 | 798.9062 | 798.9062 | 409.8309
76740 | 1264.5744 | 1264.5744 | 1264.5744 | 1385.2431 | 6086.8391 | 6244.9472 | 6244.9472 | 2548.2683 | 727.5113 | 745.9412 | 745.9412 | 329.3823 | 5.6752e-05 | 0.54963 | 0.58109 | 2.0602e-05 | 192.0568 | 192.0569 | 192.0569 | 327.6313 | 748.478 | 768.4121 | 768.4121 | 361.4601 | 883.092 | 883.092 | 883.092 | 513.3023
73960 | 1401.6153 | 1401.6154 | 1401.6154 | 41.7372 | 8150.1919 | 8252.8832 | 8252.8832 | 3553.1273 | 727.5113 | 745.9412 | 745.9412 | 329.3823 | 5.6752e-05 | 0.54963 | 0.58109 | 2.0602e-05 | 192.0568 | 192.0569 | 192.0569 | 327.6313 | 748.478 | 768.4121 | 768.4121 | 361.4601 | 883.092 | 883.092 | 883.092 | 513.3023
73960 | 1202.3539 | 1202.3539 | 1202.3539 | 1440.6285 | 8421.9168 | 8551.7601 | 8551.7601 | 3674.5827 | 786.7114 | 805.9937 | 805.9937 | 396.3637 | 5.4234e-05 | 0.59027 | 0.62102 | 3.1693e-05 | 196.6128 | 196.6128 | 196.6128 | 343.6658 | 809.2002 | 830.1256 | 830.1256 | 434.2252 | 930.7207 | 930.7207 | 930.7207 | 620.1461
71180 | 1727.5405 | 1727.5405 | 1727.5405 | 283.3776 | 10649.678 | 10721.3489 | 10721.3489 | 4881.7288 | 786.7114 | 805.9937 | 805.9937 | 396.3637 | 5.4234e-05 | 0.59027 | 0.62102 | 3.1693e-05 | 196.6128 | 196.6128 | 196.6128 | 343.6658 | 809.2002 | 830.1256 | 830.1256 | 434.2252 | 930.7207 | 930.7207 | 930.7207 | 620.1461
71180 | 1199.0113 | 1199.0113 | 1199.0113 | 1465.7439 | 10939.2943 | 11040.7927 | 11040.7927 | 5023.7888 | 817.4781 | 835.9912 | 835.9912 | 462.9576 | 4.8938e-05 | 0.6132 | 0.64375 | 4.7921e-05 | 212.5947 | 212.5948 | 212.5948 | 357.1026 | 840.5889 | 860.8198 | 860.8198 | 506.7191 | 956.4626 | 956.4626 | 956.4626 | 723.9078
68400 | 1971.849 | 1971.849 | 1971.849 | 546.7198 | 13240.0596 | 13285.3161 | 13285.3161 | 6432.4679 | 817.4781 | 835.9912 | 835.9912 | 462.9576 | 4.8938e-05 | 0.6132 | 0.64375 | 4.7921e-05 | 212.5947 | 212.5948 | 212.5948 | 357.1026 | 840.5889 | 860.8198 | 860.8198 | 506.7191 | 956.4626 | 956.4626 | 956.4626 | 723.9078
68400 | 1238.0564 | 1238.0564 | 1238.0564 | 1466.7653 | 13541.1443 | 13619.4769 | 13619.4769 | 6595.8516 | 825.8872 | 842.8139 | 842.8139 | 528.8969 | 5.6557e-05 | 0.62741 | 0.65799 | 7.2126e-05 | 234.285 | 234.285 | 234.285 | 368.5233 | 848.9722 | 867.6571 | 867.6571 | 578.4572 | 976.3562 | 976.3562 | 976.3562 | 828.3864
65620 | 2164.2576 | 2164.2576 | 2164.2576 | 836.1489 | 15836.0486 | 15862.4374 | 15862.4374 | 8203.9626 | 825.8872 | 842.8139 | 842.8139 | 528.8969 | 5.6557e-05 | 0.62741 | 0.65799 | 7.2126e-05 | 234.285 | 234.285 | 234.285 | 368.5233 | 848.9722 | 867.6571 | 867.6571 | 578.4572 | 976.3562 | 976.3562 | 976.3562 | 828.3864
65620 | 1287.5438 | 1287.5438 | 1287.5438 | 1436.5787 | 16139.4859 | 16201.3435 | 16201.3435 | 8388.0526 | 820.2856 | 835.7592 | 835.7592 | 593.9512 | 7.0984e-05 | 0.6391 | 0.66978 | 0.00010851 | 258.2705 | 258.2705 | 258.2705 | 378.2818 | 843.0462 | 860.3101 | 860.3101 | 649.3474 | 990.7312 | 990.7312 | 990.7312 | 930.7073
62840 | 2329.5881 | 2329.5881 | 2329.5882 | 1150.7876 | 18367.378 | 18381.2418 | 18381.2418 | 10193.2385 | 820.2856 | 835.7592 | 835.7592 | 593.9512 | 7.0984e-05 | 0.6391 | 0.66978 | 0.00010851 | 258.2705 | 258.2705 | 258.2705 | 378.2818 | 843.0462 | 860.3101 | 860.3101 | 649.3474 | 990.7312 | 990.7312 | 990.7312 | 930.7073
62840 | 1344.4722 | 1344.4722 | 1344.4722 | 1371.9545 | 18665.8521 | 18716.528 | 18716.528 | 10397.4594 | 809.0478 | 824.2656 | 824.2656 | 657.986 | 9.5241e-05 | 0.63545 | 0.66576 | 0.0001638 | 283.1116 | 283.1116 | 283.1116 | 386.5253 | 831.1678 | 848.1603 | 848.1603 | 718.8379 | 1002.5022 | 1002.5022 | 1002.5022 | 1038.1833
60060 | 2493.3449 | 2493.345 | 2493.345 | 1514.1951 | 20781.678 | 20785.1148 | 20785.1148 | 12395.8287 | 809.0478 | 824.2656 | 824.2656 | 657.986 | 9.5241e-05 | 0.63545 | 0.66576 | 0.0001638 | 283.1116 | 283.1116 | 283.1116 | 386.5253 | 831.1678 | 848.1603 | 848.1603 | 718.8379 | 1002.5022 | 1002.5022 | 1002.5022 | 1038.1833
60060 | 1419.647 | 1419.647 | 1419.647 | 1244.8299 | 21069.6036 | 21110.9112 | 21110.9112 | 12619.4849 | 802.3594 | 815.9825 | 815.9825 | 720.6513 | 0.00012811 | 0.62589 | 0.65556 | 0.00025069 | 307.5842 | 307.5843 | 307.5843 | 394.576 | 825.6332 | 841.0017 | 841.0017 | 788.4335 | 996.9939 | 996.994 | 996.994 | 1129.3555
57280 | 2645.4267 | 2645.4268 | 2645.4268 | 1894.7783 | 23057.9223 | 23059.3392 | 23059.3392 | 14811.33 | 802.3594 | 815.9825 | 815.9825 | 720.6513 | 0.00012811 | 0.62589 | 0.65556 | 0.00025069 | 307.5842 | 307.5843 | 307.5843 | 394.576 | 825.6332 | 841.0017 | 841.0017 | 788.4335 | 996.9939 | 996.994 | 996.994 | 1129.3555
57280 | 1571.2934 | 1571.2934 | 1571.2934 | 1239.9146 | 23347.9527 | 23388.7307 | 23388.7307 | 15067.0933 | 817.7234 | 828.4091 | 828.4091 | 793.9791 | 0.00017662 | 0.67545 | 0.70748 | 0.00036119 | 329.978 | 329.9781 | 329.9781 | 403.4966 | 839.1108 | 851.7041 | 851.7041 | 868.2915 | 991.4647 | 991.4647 | 991.4647 | 1223.0102
54500 | 2698.465 | 2698.4651 | 2698.4651 | 2160.0536 | 25226.2233 | 25231.9918 | 25231.9918 | 17480.9437 | 817.7234 | 828.4091 | 828.4091 | 793.9791 | 0.00017662 | 0.67545 | 0.70748 | 0.00036119 | 329.978 | 329.9781 | 329.9781 | 403.4966 | 839.1108 | 851.7041 | 851.7041 | 868.2915 | 991.4647 | 991.4647 | 991.4647 | 1223.0102
54500 | 1728.2245 | 1728.2245 | 1728.2245 | 1206.1236 | 25501.8281 | 25551.326 | 25551.326 | 17755.9173 | 830.1363 | 840.7308 | 840.7308 | 854.5642 | 0.00026149 | 0.64382 | 0.674 | 0.00055652 | 347.4982 | 347.4983 | 347.4983 | 411.9847 | 853.7176 | 866.132 | 866.132 | 935.4375 | 997.6266 | 997.6266 | 997.6266 | 1325.6546
51720 | 2745.3115 | 2745.3115 | 2745.3115 | 2479.1963 | 27249.5787 | 27264.5648 | 27264.5648 | 20356.4335 | 830.1363 | 840.7308 | 840.7308 | 854.5642 | 0.00026149 | 0.64382 | 0.674 | 0.00055652 | 347.4982 | 347.4983 | 347.4983 | 411.9847 | 853.7176 | 866.132 | 866.132 | 935.4375 | 997.6266 | 997.6266 | 997.6266 | 1325.6546
51720 | 1875.1808 | 1875.1809 | 1875.1809 | 1124.7701 | 27507.1765 | 27566.3056 | 27566.3056 | 20649.4966 | 855.6478 | 866.566 | 866.566 | 916.1442 | 0.00038896 | 0.66341 | 0.694 | 0.0008381 | 359.6263 | 359.6265 | 359.6265 | 418.073 | 880.0557 | 892.8561 | 892.8561 | 1002.01 | 1013.0928 | 1013.0928 | 1013.0928 | 1423.0447
48940 | 2785.7159 | 2785.716 | 2785.716 | 2831.2942 | 29143.1636 | 29166.7077 | 29166.7077 | 23435.0844 | 855.6478 | 866.566 | 866.566 | 916.1442 | 0.00038896 | 0.66341 | 0.694 | 0.0008381 | 359.6263 | 359.6265 | 359.6265 | 418.073 | 880.0557 | 892.8561 | 892.8561 | 1002.01 | 1013.0928 | 1013.0928 | 1013.0928 | 1423.0447
48940 | 1999.9261 | 1999.9262 | 1999.9262 | 1013.6547 | 29385.9526 | 29454.7985 | 29454.7985 | 23747.4087 | 889.0892 | 900.7673 | 900.7673 | 977.0207 | 0.00057755 | 0.67986 | 0.71043 | 0.0012535 | 367.2882 | 367.2885 | 367.2885 | 421.298 | 914.9016 | 928.5179 | 928.5179 | 1068.1176 | 1039.9722 | 1039.9722 | 1039.9722 | 1519.8257
46160 | 2832.5565 | 2832.5566 | 2832.5566 | 3211.4608 | 30935.8157 | 30966.8083 | 30966.8083 | 26716.7756 | 889.0892 | 900.7673 | 900.7673 | 977.0207 | 0.00057755 | 0.67986 | 0.71043 | 0.0012535 | 367.2882 | 367.2885 | 367.2885 | 421.298 | 914.9016 | 928.5179 | 928.5179 | 1068.1176 | 1039.9722 | 1039.9722 | 1039.9722 | 1519.8257
46160 | 2102 | 2102 | 2102 | 872.6324 | 31164.3329 | 31241.5669 | 31241.5669 | 27047.7804 | 926.7766 | 939.3882 | 939.3882 | 1037.2534 | 0.00085409 | 0.70182 | 0.73244 | 0.001866 | 372.442 | 372.4424 | 372.4424 | 420.6776 | 953.9581 | 968.5808 | 968.5808 | 1133.3658 | 1071.0829 | 1071.083 | 1071.083 | 1614.9128
43380 | 2892.4539 | 2892.4541 | 2892.4541 | 3616.825 | 32655.0373 | 32691.6204 | 32691.6204 | 30198.5373 | 926.7766 | 939.3882 | 939.3882 | 1037.2534 | 0.00085409 | 0.70182 | 0.73244 | 0.001866 | 372.442 | 372.4424 | 372.4424 | 420.6776 | 953.9581 | 968.5808 | 968.5808 | 1133.3658 | 1071.0829 | 1071.083 | 1071.083 | 1614.9128
43380 | 2192.8929 | 2192.893 | 2192.893 | 701.5747 | 32871.7489 | 32955.9888 | 32955.9888 | 30548.042 | 965.629 | 979.2427 | 979.2427 | 1096.4178 | 0.0012548 | 0.72611 | 0.75678 | 0.0027625 | 376.6316 | 376.6321 | 376.6321 | 415.5112 | 994.1195 | 1009.827 | 1009.827 | 1197.3481 | 1101.3012 | 1101.3013 | 1101.3013 | 1708.5985
40600 | 2962.9692 | 2962.9694 | 2962.9694 | 4048.3291 | 34328.8701 | 34369.4433 | 34369.4433 | 33876.6696 | 965.629 | 979.2427 | 979.2427 | 1096.4178 | 0.0012548 | 0.72611 | 0.75678 | 0.0027625 | 376.6316 | 376.6321 | 376.6321 | 415.5112 | 994.1195 | 1009.827 | 1009.827 | 1197.3481 | 1101.3012 | 1101.3013 | 1101.3013 | 1708.5985
40600 | 2286.9871 | 2286.9873 | 2286.9873 | 495.1823 | 34535.7571 | 34625.1788 | 34625.1788 | 34243.6287 | 1004.5472 | 1019.2796 | 1019.2796 | 1154.2587 | 0.0018259 | 0.75083 | 0.78147 | 0.0040604 | 379.942 | 379.9426 | 379.9426 | 404.7606 | 1034.1873 | 1051.0982 | 1051.0982 | 1259.6622 | 1132.1274 | 1132.1274 | 1132.1274 | 1803.1445
37820 | 3036.9032 | 3036.9034 | 3036.9034 | 4517.5595 | 35982.4547 | 36024.8641 | 36024.8641 | 37745.4895 | 1004.5472 | 1019.2796 | 1019.2796 | 1154.2587 | 0.0018259 | 0.75083 | 0.78147 | 0.0040604 | 379.942 | 379.9426 | 379.9426 | 404.7606 | 1034.1873 | 1051.0982 | 1051.0982 | 1259.6622 | 1132.1274 | 1132.1274 | 1132.1274 | 1803.1445
37820 | 2384.2831 | 2384.2833 | 2384.2833 | 236.6542 | 36182.4333 | 36275.5255 | 36275.5255 | 38128.9983 | 1044.0028 | 1060.0398 | 1060.0398 | 1210.0548 | 0.0026247 | 0.78984 | 0.82081 | 0.0059124 | 381.3979 | 381.3988 | 381.3988 | 388.0157 | 1074.8501 | 1093.1881 | 1093.1881 | 1319.7379 | 1166.7004 | 1166.7004 | 1166.7004 | 1893.7504
35040 | 3110.5586 | 3110.5589 | 3110.5589 | 5027.9718 | 37639.6241 | 37681.7366 | 37681.7366 | 41797.8696 | 1044.0028 | 1060.0398 | 1060.0398 | 1210.0548 | 0.0026247 | 0.78984 | 0.82081 | 0.0059124 | 381.3979 | 381.3988 | 381.3988 | 388.0157 | 1074.8501 | 1093.1881 | 1093.1881 | 1319.7379 | 1166.7004 | 1166.7004 | 1166.7004 | 1893.7504
35040 | 2473.8873 | 2473.8876 | 2473.8876 | 89.8081 | 37834.9665 | 37928.4192 | 37928.4192 | 42195.4002 | 1085.863 | 1104.2954 | 1104.2954 | 1263.5021 | 0.0037197 | 0.8085 | 0.83885 | 0.0085258 | 379.3251 | 379.3263 | 379.3263 | 363.8992 | 1117.1684 | 1137.9576 | 1137.9576 | 1376.1351 | 1222.7376 | 1222.7376 | 1222.7376 | 2000.3331
32260 | 3214.9358 | 3214.9361 | 3214.9361 | 5650.7341 | 39321.3376 | 39356.9964 | 39356.9964 | 46021.0556 | 1085.863 | 1104.2954 | 1104.2954 | 1263.5021 | 0.0037197 | 0.8085 | 0.83885 | 0.0085258 | 379.3251 | 379.3263 | 379.3263 | 363.8992 | 1117.1684 | 1137.9576 | 1137.9576 | 1376.1351 | 1222.7376 | 1222.7376 | 1222.7376 | 2000.3331
32260 | 2520.2005 | 2520.2008 | 2520.2008 | 569.0726 | 39515.0795 | 39603.5414 | 39603.5414 | 46430.3465 | 1132.5505 | 1150.4403 | 1150.4403 | 1313.414 | 0.0052665 | 0.82287 | 0.85215 | 0.012318 | 373.6545 | 373.6561 | 373.6561 | 334.6017 | 1168.1026 | 1188.3865 | 1188.3865 | 1433.0386 | 1271.6055 | 1271.6055 | 1271.6055 | 2060.6205
29480 | 3358.231 | 3358.2314 | 3358.2314 | 6297.5976 | 41057.5687 | 41089.6413 | 41089.6413 | 50414.1938 | 1132.5505 | 1150.4403 | 1150.4403 | 1313.414 | 0.0052665 | 0.82287 | 0.85215 | 0.012318 | 373.6545 | 373.6561 | 373.6561 | 334.6017 | 1168.1026 | 1188.3865 | 1188.3865 | 1433.0386 | 1271.6055 | 1271.6055 | 1271.6055 | 2060.6205
29480 | 2646.1983 | 2646.1988 | 2646.1988 | 661.9646 | 41271.6796 | 41365.6958 | 41365.6958 | 50872.0736 | 1216.9723 | 1232.6367 | 1232.6367 | 1395.6747 | 0.0059208 | 0.9876 | 1.0209 | 0.01472 | 363.0742 | 363.0765 | 363.0765 | 297.1227 | 1249.2338 | 1267.7734 | 1267.7734 | 1520.3078 | 1334.4126 | 1334.4126 | 1334.4126 | 2128.4297
26700 | 3393.0305 | 3393.0309 | 3393.0309 | 6578.9991 | 42934.3679 | 42976.844 | 42976.844 | 55098.5291 | 1216.9723 | 1232.6367 | 1232.6367 | 1395.6747 | 0.0059208 | 0.9876 | 1.0209 | 0.01472 | 363.0742 | 363.0765 | 363.0765 | 297.1227 | 1249.2338 | 1267.7734 | 1267.7734 | 1520.3078 | 1334.4126 | 1334.4126 | 1334.4126 | 2128.4297
26700 | 2729.8647 | 2729.8654 | 2729.8654 | 819.4014 | 43159.1697 | 43265.2092 | 43265.2092 | 55566.0664 | 1279.0746 | 1299.4821 | 1299.4821 | 1440.1684 | 0.0070861 | 0.9554 | 0.98561 | 0.018791 | 348.6818 | 348.6849 | 348.685 | 250.082 | 1316.3155 | 1339.5097 | 1339.5097 | 1569.797 | 1413.8449 | 1413.8449 | 1413.8449 | 2227.3735
23920 | 3495.7685 | 3495.7691 | 3495.7691 | 7011.4997 | 44943.8487 | 44985.4082 | 44985.4082 | 59930.102 | 1279.0746 | 1299.4821 | 1299.4821 | 1440.1684 | 0.0070861 | 0.9554 | 0.98561 | 0.018791 | 348.6818 | 348.6849 | 348.685 | 250.082 | 1316.3155 | 1339.5097 | 1339.5097 | 1569.797 | 1413.8449 | 1413.8449 | 1413.8449 | 2227.3735
23920 | 2781.261 | 2781.262 | 2781.262 | 1119.1108 | 45181.5542 | 45286.2011 | 45286.2011 | 60403.0904 | 1352.9316 | 1378.5749 | 1378.5749 | 1487.3782 | 0.0059104 | 1.033 | 1.064 | 0.018668 | 333.7027 | 333.7069 | 333.707 | 186.4328 | 1391.5376 | 1420.2142 | 1420.2142 | 1616.4857 | 1486.7247 | 1486.7248 | 1486.7248 | 2311.733
21140 | 3639.9082 | 3639.909 | 3639.909 | 7545.7285 | 47124.1001 | 47149.026 | 47149.026 | 64896.9207 | 1352.9316 | 1378.5749 | 1378.5749 | 1487.3782 | 0.0059104 | 1.033 | 1.064 | 0.018668 | 333.7027 | 333.7069 | 333.707 | 186.4328 | 1391.5376 | 1420.2142 | 1420.2142 | 1616.4857 | 1486.7247 | 1486.7248 | 1486.7248 | 2311.733
21140 | 2820.5241 | 2820.5255 | 2820.5255 | 1533.0286 | 47381.4395 | 47468.0143 | 47468.0143 | 65375.4032 | 1429.9376 | 1462.4942 | 1462.4942 | 1531.3904 | 0.00079683 | 1.0953 | 1.1264 | 0.0076073 | 326.2102 | 326.2159 | 326.216 | 102.8926 | 1470.9535 | 1506.7552 | 1506.7552 | 1659.3344 | 1568.2889 | 1568.2891 | 1568.2891 | 2404.2799
18360 | 3826.6843 | 3826.6852 | 3826.6853 | 8216.9266 | 49517.3939 | 49530.3478 | 49530.3478 | 69988.3527 | 1429.9376 | 1462.4942 | 1462.4942 | 1531.3904 | 0.00079683 | 1.0953 | 1.1264 | 0.0076073 | 326.2102 | 326.2159 | 326.216 | 102.8926 | 1470.9535 | 1506.7552 | 1506.7552 | 1659.3344 | 1568.2889 | 1568.2891 | 1568.2891 | 2404.2799
18360 | 2828.8835 | 2828.8854 | 2828.8855 | 2129.3952 | 49797.1687 | 49845.4273 | 49845.4273 | 70469.2387 | 1505.064 | 1546.2027 | 1546.2027 | 1570.8031 | 0.01813 | 1.1976 | 1.2292 | 0.028585 | 343.0107 | 343.0185 | 343.0187 | 2.2776 | 1548.4175 | 1593.0514 | 1593.0514 | 1695.6413 | 1651.6594 | 1651.6596 | 1651.6596 | 2488.8786
15580 | 4056.5279 | 4056.5294 | 4056.5294 | 9048.4777 | 52153.5337 | 52229.3573 | 52229.3573 | 75183.1216 | 1505.064 | 1546.2027 | 1546.2027 | 1570.8031 | 0.01813 | 1.1976 | 1.2292 | 0.028585 | 343.0107 | 343.0185 | 343.0187 | 2.2776 | 1548.4175 | 1593.0514 | 1593.0514 | 1695.6413 | 1651.6594 | 1651.6596 | 1651.6596 | 2488.8786
15580 | 2777.16 | 2777.1627 | 2777.1627 | 2986.228 | 52450.5381 | 52475.2361 | 52475.2361 | 75654.7261 | 1567.7991 | 1621.6485 | 1621.6485 | 1602.1438 | 0.050441 | 1.2756 | 1.3065 | 0.1069 | 407.4347 | 407.4452 | 407.4454 | 133.0108 | 1613.2892 | 1670.7512 | 1670.7512 | 1720.0764 | 1769.3338 | 1769.334 | 1769.334 | 2617.5335
12800 | 4437.1484 | 4437.1504 | 4437.1504 | 10262.971 | 55034.4561 | 55218.8983 | 55218.8983 | 80436.5386 | 1567.7991 | 1621.6485 | 1621.6485 | 1602.1438 | 0.050441 | 1.2756 | 1.3065 | 0.1069 | 407.4347 | 407.4452 | 407.4454 | 133.0108 | 1613.2892 | 1670.7512 | 1670.7512 | 1720.0764 | 1769.3338 | 1769.334 | 1769.334 | 2617.5335
12800 | 2607.4624 | 2607.4664 | 2607.4664 | 4395.3335 | 55347.6737 | 55482.4127 | 55482.4127 | 80895.0614 | 1612.0405 | 1681.0092 | 1681.0092 | 1620.4616 | 0.069133 | 1.6245 | 1.6615 | 0.19916 | 524.6317 | 524.6461 | 524.6465 | 276.8094 | 1659.0836 | 1732.589 | 1732.589 | 1729.4003 | 1859.3766 | 1859.3776 | 1859.3777 | 2701.0531
10020 | 5008.7952 | 5008.7962 | 5008.7962 | 11904.2611 | 58141.6904 | 58480.7743 | 58480.7743 | 85702.7941 | 1612.0405 | 1681.0092 | 1681.0092 | 1620.4616 | 0.069133 | 1.6245 | 1.6615 | 0.19916 | 524.6317 | 524.6461 | 524.6465 | 276.8094 | 1659.0836 | 1732.589 | 1732.589 | 1729.4003 | 1859.3766 | 1859.3776 | 1859.3777 | 2701.0531
10020 | 2466.1069 | 2466.1102 | 2466.1102 | 6599.4134 | 58430.2661 | 58756.6959 | 58756.6959 | 86108.9776 | 1603.4577 | 1709.7638 | 1709.7638 | 1613.3423 | 0.15865 | 1.0671 | 1.0877 | 0.072819 | 698.0216 | 698.0405 | 698.0409 | 442.5256 | 1652.0187 | 1760.9598 | 1760.9598 | 1702.967 | 2091.8149 | 2091.8184 | 2091.8185 | 3055.0944
7240 | 6432.2647 | 6432.2777 | 6432.278 | 15092.5759 | 61342.8702 | 61972.1562 | 61972.1562 | 90843.2258 | 1603.4577 | 1709.7638 | 1709.7638 | 1613.3423 | 0.15865 | 1.0671 | 1.0877 | 0.072819 | 698.0216 | 698.0405 | 698.0409 | 442.5256 | 1652.0187 | 1760.9598 | 1760.9598 | 1702.967 | 2091.8149 | 2091.8184 | 2091.8185 | 3055.0944
7240 | 3540.0142 | 3540.0319 | 3540.0323 | 10902.948 | 61596.3031 | 62220.9334 | 62220.9334 | 91193.8463 | 1630.8555 | 1692.1482 | 1692.1482 | 1609.7215 | 1.8981 | 4.0312 | 4.0787 | 2.9703 | 829.1806 | 829.2082 | 829.2088 | 545.284 | 1681.2223 | 1748.6512 | 1748.6512 | 1710.149 | 2123.9046 | 2123.9254 | 2123.9259 | 2894.8484
4460 | 8766.4142 | 8766.4545 | 8766.4554 | 18950.6266 | 64690.3322 | 65502.4149 | 65502.4149 | 95948.0606 | 1630.8555 | 1692.1482 | 1692.1482 | 1609.7215 | 1.8981 | 4.0312 | 4.0787 | 2.9703 | 829.1806 | 829.2082 | 829.2088 | 545.284 | 1681.2223 | 1748.6512 | 1748.6512 | 1710.149 | 2123.9046 | 2123.9254 | 2123.9259 | 2894.8484
4460 | 2965.4458 | 2965.446 | 2965.446 | 5476.7602 | 66486.83 | 66686.9771 | 66686.9771 | 98100.0535 | 1328.4453 | 1362.8253 | 1362.8253 | 1125.632 | 0.66786 | 1.6771 | 1.6993 | 0.54473 | 646.6502 | 646.71 | 646.7114 | 124.7752 | 1366.316 | 1403.5921 | 1403.5921 | 1238.2298 | 2021.8081 | 2021.8378 | 2021.8385 | 2744.1023
0 | 8073.3382 | 8073.471 | 8073.474 | 17715.4566 | 70099.735 | 70466.1337 | 70466.1337 | 103622.5584 | 1328.4453 | 1362.8253 | 1362.8253 | 1125.632 | 0.66786 | 1.6771 | 1.6993 | 0.54473 | 646.6502 | 646.71 | 646.7114 | 124.7752 | 1366.316 | 1403.5921 | 1403.5921 | 1238.2298 | 2021.8081 | 2021.8378 | 2021.8385 | 2744.1023
0 | 8812.0495 | 8812.2373 | 8812.2416 | 18416.3506 | 70613.5882 | 70632.6199 | 70632.6199 | 104512.7901 | 1685.1057 | 1706.2067 | 1706.2067 | 1738.2368 | 0.70388 | 1.0933 | 1.1018 | 1.6247 | 314.9057 | 314.9745 | 314.976 | 323.4211 | 1728.8527 | 1751.0681 | 1751.0681 | 1629.5948 | 1891.0352 | 1891.085 | 1891.0862 | 3227.2768
-4520 | 985.3577 | 985.3953 | 985.3962 | 3829.0593 | 63401.8174 | 63521.2628 | 63521.2628 | 97147.0218 | 1685.1057 | 1706.2067 | 1706.2067 | 1738.2368 | 0.70388 | 1.0933 | 1.1018 | 1.6247 | 314.9057 | 314.9745 | 314.976 | 323.4211 | 1728.8527 | 1751.0681 | 1751.0681 | 1629.5948 | 1891.0352 | 1891.085 | 1891.0862 | 3227.2768
-4520 | 2788.73 | 2788.756 | 2788.7566 | 6346.989 | 63017.3235 | 63175.0474 | 63175.0474 | 96849.1621 | 1641.0958 | 1654.3144 | 1654.3144 | 1794.3361 | 1.2635 | 1.5374 | 1.5435 | 2.2513 | 210.5823 | 210.6476 | 210.6491 | 754.9555 | 1763.1198 | 1777.1215 | 1777.1215 | 1875.8137 | 1589.6188 | 1589.6219 | 1589.622 | 3125.3541
-7520 | 2167.5777 | 2167.5943 | 2167.5947 | 3029.0734 | 58022.4378 | 58222.1669 | 58222.1669 | 91221.7208 | 1641.0958 | 1654.3144 | 1654.3144 | 1794.3361 | 1.2635 | 1.5374 | 1.5435 | 2.2513 | 210.5823 | 210.6476 | 210.6491 | 754.9555 | 1763.1198 | 1777.1215 | 1777.1215 | 1875.8137 | 1589.6188 | 1589.6219 | 1589.622 | 3125.3541

## W3
W3
| M2 [kN-m] |  |  |  | M3 [kN-m] |  |  |  | V2 [kN] (Web only) |  |  |  | V3 [kN] (Flange only) |  |  |  | Axial [kN] |  |  |  | V2 [kN] |  |  |  | V3 [kN]
| RSA | RSA -veT | RSA +veT | Wind | RSA | RSA -veT | RSA +veT | Wind | RSA | RSA -veT | RSA +veT | Wind | RSA | RSA -veT | RSA +veT | Wind | RSA | RSA -veT | RSA +veT | Wind | RSA | RSA -veT | RSA +veT | Wind | RSA | RSA -veT | RSA +veT | Wind
90150 | 206.4471 | 206.4471 | 206.4471 | 71.6389 | 479.4865 | 651.8714 | 651.8714 | 124.31 | 158.9175 | 193.2943 | 193.2943 | 29.2716 | 2.4678e-05 | 0.22558 | 0.20563 | 6.9601e-07 | 125.6779 | 125.6779 | 125.6779 | 36.6963 | 160.3157 | 195.2103 | 195.2103 | 44.2045 | 26.28 | 26.28 | 26.28 | 34.1114
85080 | 189.2891 | 189.2891 | 189.2891 | 244.5837 | 1258.4303 | 1607.7308 | 1607.7308 | 348.4268 | 158.9175 | 193.2943 | 193.2943 | 29.2716 | 2.4678e-05 | 0.22558 | 0.20563 | 6.9601e-07 | 125.6779 | 125.6779 | 125.6779 | 36.6963 | 160.3157 | 195.2103 | 195.2103 | 44.2045 | 26.28 | 26.28 | 26.28 | 34.1114
85080 | 609.6804 | 609.6804 | 609.6804 | 424.3737 | 1767.4932 | 2300.1335 | 2300.1335 | 437.7283 | 253.6319 | 317.5506 | 317.5506 | 87.9326 | 0.00015048 | 1.0051 | 1.1529 | 7.7025e-06 | 357.7173 | 357.7173 | 357.7173 | 135.8861 | 260.4045 | 327.0354 | 327.0354 | 78.639 | 256.1951 | 256.1951 | 256.1951 | 121.5362
82300 | 122.6644 | 122.6644 | 122.6644 | 86.5031 | 2000.2231 | 2347.6294 | 2347.6294 | 656.3446 | 253.6319 | 317.5506 | 317.5506 | 87.9326 | 0.00015048 | 1.0051 | 1.1529 | 7.7025e-06 | 357.7173 | 357.7173 | 357.7173 | 135.8861 | 260.4045 | 327.0354 | 327.0354 | 78.639 | 256.1951 | 256.1951 | 256.1951 | 121.5362
82300 | 584.4107 | 584.4108 | 584.4108 | 394.9905 | 2552.7222 | 3124.8341 | 3124.8341 | 751.9032 | 419.2111 | 514.7635 | 514.7635 | 145.1212 | 0.00014206 | 0.9479 | 1.0081 | 2.1535e-05 | 729.7474 | 729.7474 | 729.7474 | 305.7402 | 429.3063 | 527.2513 | 527.2513 | 144.5354 | 308.9796 | 308.9796 | 308.9796 | 124.2056
79520 | 296.0148 | 296.0148 | 296.0148 | 49.6988 | 3193.3273 | 3493.1523 | 3493.1523 | 1153.7117 | 419.2111 | 514.7635 | 514.7635 | 145.1212 | 0.00014206 | 0.9479 | 1.0081 | 2.1535e-05 | 729.7474 | 729.7474 | 729.7474 | 305.7402 | 429.3063 | 527.2513 | 527.2513 | 144.5354 | 308.9796 | 308.9796 | 308.9796 | 124.2056
79520 | 634.2382 | 634.2382 | 634.2382 | 484.9462 | 3824.5279 | 4417.4971 | 4417.4971 | 1270.5707 | 541.6888 | 675.7719 | 675.7719 | 194.1621 | 0.00021578 | 1.4634 | 1.5584 | 3.7789e-05 | 1215.3944 | 1215.3944 | 1215.3944 | 545.5074 | 554.9761 | 692.9322 | 692.9322 | 189.5338 | 399.0965 | 399.0965 | 399.0965 | 189.3682
76740 | 505.3327 | 505.3327 | 505.3327 | 41.4974 | 4713.2736 | 4922.7247 | 4922.7247 | 1797.4746 | 541.6888 | 675.7719 | 675.7719 | 194.1621 | 0.00021578 | 1.4634 | 1.5584 | 3.7789e-05 | 1215.3944 | 1215.3944 | 1215.3944 | 545.5074 | 554.9761 | 692.9322 | 692.9322 | 189.5338 | 399.0965 | 399.0965 | 399.0965 | 189.3682
76740 | 603.5631 | 603.5631 | 603.5631 | 526.9377 | 5386.2776 | 5946.2096 | 5946.2096 | 1937.5549 | 628.386 | 785.2902 | 785.2902 | 244.3742 | 0.00019646 | 1.563 | 1.6453 | 6.1846e-05 | 1781.4915 | 1781.4915 | 1781.4915 | 858.6124 | 643.7076 | 804.8831 | 804.8831 | 238.9372 | 437.7181 | 437.7181 | 437.7181 | 235.7421
73960 | 663.4216 | 663.4216 | 663.4216 | 128.4254 | 6495.4355 | 6607.2996 | 6607.2996 | 2601.8003 | 628.386 | 785.2902 | 785.2902 | 244.3742 | 0.00019646 | 1.563 | 1.6453 | 6.1846e-05 | 1781.4915 | 1781.4915 | 1781.4915 | 858.6124 | 643.7076 | 804.8831 | 804.8831 | 238.9372 | 437.7181 | 437.7181 | 437.7181 | 235.7421
73960 | 583.6109 | 583.6109 | 583.6109 | 572.8474 | 7201.4463 | 7709.3724 | 7709.3724 | 2765.8921 | 679.6257 | 851.0637 | 851.0637 | 293.7848 | 0.00015961 | 1.6875 | 1.7749 | 9.9513e-05 | 2391.0305 | 2391.0305 | 2391.0305 | 1244.898 | 696.283 | 872.4741 | 872.4741 | 286.2347 | 463.2351 | 463.2351 | 463.2351 | 287.8645
71180 | 785.1699 | 785.1699 | 785.1699 | 227.4159 | 8424.6467 | 8442.7617 | 8442.7617 | 3561.6246 | 679.6257 | 851.0637 | 851.0637 | 293.7848 | 0.00015961 | 1.6875 | 1.7749 | 9.9513e-05 | 2391.0305 | 2391.0305 | 2391.0305 | 1244.898 | 696.283 | 872.4741 | 872.4741 | 286.2347 | 463.2351 | 463.2351 | 463.2351 | 287.8645
71180 | 572.1025 | 572.1026 | 572.1026 | 606.4131 | 9164.6343 | 9612.8917 | 9612.8917 | 3750.6912 | 700.3615 | 877.8304 | 877.8304 | 343.0947 | 0.00015022 | 1.7266 | 1.8119 | 0.00015915 | 3015.792 | 3015.792 | 3015.792 | 1704.1992 | 717.5635 | 899.9488 | 899.9488 | 334.0754 | 475.619 | 475.619 | 475.619 | 337.1331
68400 | 871.0231 | 871.0231 | 871.0231 | 330.817 | 10415.7895 | 10474.5631 | 10474.5631 | 4679.4207 | 700.3615 | 877.8304 | 877.8304 | 343.0947 | 0.00015022 | 1.7266 | 1.8119 | 0.00015915 | 3015.792 | 3015.792 | 3015.792 | 1704.1992 | 717.5635 | 899.9488 | 899.9488 | 334.0754 | 475.619 | 475.619 | 475.619 | 337.1331
68400 | 573.8946 | 573.8946 | 573.8946 | 633.7407 | 11190.8268 | 11585.559 | 11585.559 | 4893.7327 | 699.2275 | 877.4158 | 877.4158 | 391.9672 | 0.00017789 | 1.7735 | 1.8598 | 0.00025404 | 3636.1966 | 3636.1966 | 3636.1966 | 2235.512 | 716.4661 | 899.6334 | 899.6334 | 381.2312 | 485.1071 | 485.1071 | 485.1071 | 386.944
65620 | 937.3295 | 937.3295 | 937.3295 | 441.9635 | 12391.6843 | 12506.1571 | 12506.1571 | 5953.5555 | 699.2275 | 877.4158 | 877.4158 | 391.9672 | 0.00017789 | 1.7735 | 1.8598 | 0.00025404 | 3636.1966 | 3636.1966 | 3636.1966 | 2235.512 | 716.4661 | 899.6334 | 899.6334 | 381.2312 | 485.1071 | 485.1071 | 485.1071 | 386.944
65620 | 577.7493 | 577.7493 | 577.7493 | 650.4347 | 13200.18 | 13554.9456 | 13554.9456 | 6193.2234 | 687.3601 | 864.7391 | 864.7391 | 440.5957 | 0.00026473 | 1.8001 | 1.886 | 0.0004053 | 4240.2583 | 4240.2584 | 4240.2584 | 2837.2431 | 704.376 | 886.7223 | 886.7223 | 428.4386 | 491.5631 | 491.5631 | 491.5631 | 435.102
62840 | 993.2889 | 993.2889 | 993.2889 | 559.1489 | 14298.7513 | 14450.9085 | 14450.9085 | 7384.2826 | 687.3601 | 864.7391 | 864.7391 | 440.5957 | 0.00026473 | 1.8001 | 1.886 | 0.0004053 | 4240.2583 | 4240.2584 | 4240.2584 | 2837.2431 | 704.376 | 886.7223 | 886.7223 | 428.4386 | 491.5631 | 491.5631 | 491.5631 | 435.102
62840 | 580.9473 | 580.9473 | 580.9473 | 656.4126 | 15133.788 | 15462.438 | 15462.438 | 7649.0802 | 678.7056 | 858.1799 | 858.1799 | 488.8738 | 0.0003785 | 1.8226 | 1.909 | 0.00064677 | 4819.7786 | 4819.7787 | 4819.7787 | 3506.8168 | 695.4247 | 879.9624 | 879.9624 | 475.023 | 494.458 | 494.4581 | 494.4581 | 483.0911
60060 | 1044.8758 | 1044.8758 | 1044.8758 | 686.5806 | 16097.2841 | 16281.6488 | 16281.6488 | 8969.6441 | 678.7056 | 858.1799 | 858.1799 | 488.8738 | 0.0003785 | 1.8226 | 1.909 | 0.00064677 | 4819.7786 | 4819.7787 | 4819.7787 | 3506.8168 | 695.4247 | 879.9624 | 879.9624 | 475.023 | 494.458 | 494.4581 | 494.4581 | 483.0911
60060 | 586.5931 | 586.5931 | 586.5931 | 644.1008 | 16947.1829 | 17253.3503 | 17253.3503 | 9259.328 | 678.5368 | 856.5341 | 856.5341 | 538.4162 | 0.00056402 | 1.8421 | 1.9296 | 0.0010328 | 5366.3648 | 5366.365 | 5366.365 | 4239.771 | 695.9185 | 879.1159 | 879.1159 | 524.2838 | 494.398 | 494.398 | 494.398 | 533.1621
57280 | 1099.9385 | 1099.9385 | 1099.9385 | 838.0899 | 17790.7322 | 17993.8535 | 17993.8535 | 10716.8368 | 678.5368 | 856.5341 | 856.5341 | 538.4162 | 0.00056402 | 1.8421 | 1.9296 | 0.0010328 | 5366.3648 | 5366.365 | 5366.365 | 4239.771 | 695.9185 | 879.1159 | 879.1159 | 524.2838 | 494.398 | 494.398 | 494.398 | 533.1621
57280 | 632.558 | 632.5581 | 632.5581 | 673.4397 | 18676.651 | 18991.9831 | 18991.9831 | 11046.3871 | 696.123 | 872.3044 | 872.3044 | 583.6911 | 0.000857 | 1.7848 | 1.8693 | 0.0016637 | 5895.9582 | 5895.9584 | 5895.9584 | 5072.4996 | 712.8553 | 894.0407 | 894.0407 | 565.6683 | 490.2815 | 490.2815 | 490.2815 | 578.4684
54500 | 1107.1154 | 1107.1154 | 1107.1154 | 934.7025 | 19393.1716 | 19581.5348 | 19581.5348 | 12618.9449 | 696.123 | 872.3044 | 872.3044 | 583.6911 | 0.000857 | 1.7848 | 1.8693 | 0.0016637 | 5895.9582 | 5895.9584 | 5895.9584 | 5072.4996 | 712.8553 | 894.0407 | 894.0407 | 565.6683 | 490.2815 | 490.2815 | 490.2815 | 578.4684
54500 | 686.1976 | 686.1976 | 686.1976 | 690.1318 | 20262.7267 | 20600.3432 | 20600.3432 | 12973.3869 | 731.4508 | 909.3686 | 909.3686 | 629.7387 | 0.0013537 | 1.8326 | 1.9194 | 0.0026866 | 6387.9286 | 6387.9288 | 6387.9288 | 5967.5366 | 749.5327 | 932.6346 | 932.6346 | 610.8856 | 492.5511 | 492.5512 | 492.5512 | 627.111
51720 | 1117.0974 | 1117.0975 | 1117.0975 | 1053.2368 | 20890.8739 | 21062.2809 | 21062.2809 | 14671.6489 | 731.4508 | 909.3686 | 909.3686 | 629.7387 | 0.0013537 | 1.8326 | 1.9194 | 0.0026866 | 6387.9286 | 6387.9288 | 6387.9288 | 5967.5366 | 749.5327 | 932.6346 | 932.6346 | 610.8856 | 492.5511 | 492.5512 | 492.5512 | 627.111
51720 | 740.8059 | 740.8059 | 740.8059 | 689.8478 | 21722.9345 | 22087.9434 | 22087.9434 | 15050.0743 | 775.2474 | 957.2836 | 957.2836 | 676.377 | 0.0021574 | 1.8538 | 1.9399 | 0.0043082 | 6845.137 | 6845.1372 | 6845.1372 | 6927.7108 | 794.123 | 981.4285 | 981.4285 | 656.0221 | 499.4826 | 499.4826 | 499.4826 | 672.7999
48940 | 1127.348 | 1127.3481 | 1127.3481 | 1180.536 | 22310.4116 | 22466.1121 | 22466.1121 | 16873.8158 | 775.2474 | 957.2836 | 957.2836 | 676.377 | 0.0021574 | 1.8538 | 1.9399 | 0.0043082 | 6845.137 | 6845.1372 | 6845.1372 | 6927.7108 | 794.123 | 981.4285 | 981.4285 | 656.0221 | 499.4826 | 499.4826 | 499.4826 | 672.7999
48940 | 790.8212 | 790.8213 | 790.8213 | 682.9175 | 23085.3814 | 23479.9093 | 23479.9093 | 17275.5209 | 818.4093 | 1006.8917 | 1006.8917 | 721.7921 | 0.0034503 | 1.9194 | 2.0059 | 0.0068921 | 7272.0842 | 7272.0845 | 7272.0845 | 7954.1889 | 838.2132 | 1032.1582 | 1032.1582 | 699.9099 | 512.8054 | 512.8055 | 512.8055 | 719.4022
46160 | 1144.0197 | 1144.0198 | 1144.0198 | 1317.0206 | 23676.2564 | 23820.8956 | 23820.8956 | 19221.2703 | 818.4093 | 1006.8917 | 1006.8917 | 721.7921 | 0.0034503 | 1.9194 | 2.0059 | 0.0068921 | 7272.0842 | 7272.0845 | 7272.0845 | 7954.1889 | 838.2132 | 1032.1582 | 1032.1582 | 699.9099 | 512.8054 | 512.8055 | 512.8055 | 719.4022
46160 | 832.4137 | 832.4137 | 832.4137 | 667.0356 | 24378.8144 | 24801.2067 | 24801.2067 | 19645.397 | 854.481 | 1050.7321 | 1050.7321 | 766.6296 | 0.0055224 | 1.9892 | 2.0756 | 0.011017 | 7674.5711 | 7674.5714 | 7674.5714 | 9047.0999 | 874.978 | 1076.9013 | 1076.9013 | 743.1415 | 528.2259 | 528.2259 | 528.2259 | 765.4174
43380 | 1167.4816 | 1167.4817 | 1167.4817 | 1460.8248 | 25013.9118 | 25152.8662 | 25152.8662 | 21711.3304 | 854.481 | 1050.7321 | 1050.7321 | 766.6296 | 0.0055224 | 1.9892 | 2.0756 | 0.011017 | 7674.5711 | 7674.5714 | 7674.5714 | 9047.0999 | 874.978 | 1076.9013 | 1076.9013 | 743.1415 | 528.2259 | 528.2259 | 528.2259 | 765.4174
43380 | 868.4835 | 868.4836 | 868.4836 | 642.306 | 25634.8269 | 26081.9398 | 26081.9398 | 22156.6158 | 879.7437 | 1084.5335 | 1084.5335 | 810.749 | 0.0088439 | 2.0574 | 2.1439 | 0.017606 | 8058.527 | 8058.5274 | 8058.5274 | 10205.6031 | 900.6853 | 1111.3777 | 1111.3777 | 785.6403 | 543.1278 | 543.1278 | 543.1278 | 810.7835
40600 | 1195.1534 | 1195.1535 | 1195.1535 | 1611.6722 | 26343.2595 | 26481.8716 | 26481.8716 | 24340.696 | 879.7437 | 1084.5335 | 1084.5335 | 810.749 | 0.0088439 | 2.0574 | 2.1439 | 0.017606 | 8058.527 | 8058.5274 | 8058.5274 | 10205.6031 | 900.6853 | 1111.3777 | 1111.3777 | 785.6403 | 543.1278 | 543.1278 | 543.1278 | 810.7835
40600 | 905.5997 | 905.5998 | 905.5998 | 607.2681 | 26880.9294 | 27349.0856 | 27349.0856 | 24805.5295 | 893.4616 | 1107.6423 | 1107.6423 | 854.16 | 0.014171 | 2.1289 | 2.2156 | 0.02814 | 8429.3221 | 8429.3226 | 8429.3227 | 11427.8976 | 914.5121 | 1134.8517 | 1134.8517 | 827.3432 | 558.0497 | 558.0498 | 558.0498 | 856.3578
37820 | 1223.7083 | 1223.7085 | 1223.7085 | 1773.4066 | 27679.2526 | 27823.6403 | 27823.6403 | 27105.5435 | 893.4616 | 1107.6423 | 1107.6423 | 854.16 | 0.014171 | 2.1289 | 2.2156 | 0.02814 | 8429.3221 | 8429.3226 | 8429.3227 | 11427.8976 | 914.5121 | 1134.8517 | 1134.8517 | 827.3432 | 558.0497 | 558.0498 | 558.0498 | 856.3578
37820 | 945.1269 | 945.127 | 945.127 | 554.8671 | 28139.6439 | 28623.8453 | 28623.8453 | 27587.7655 | 898.0635 | 1122.249 | 1122.249 | 897.0912 | 0.022716 | 2.2063 | 2.2929 | 0.04499 | 8791.7588 | 8791.7595 | 8791.7595 | 12710.4127 | 919.1296 | 1149.7251 | 1149.7251 | 868.8563 | 574.8748 | 574.8749 | 574.8749 | 899.2648
35040 | 1252.8175 | 1252.8177 | 1252.8177 | 1945.089 | 29033.4175 | 29190.2718 | 29190.2718 | 30003.186 | 898.0635 | 1122.249 | 1122.249 | 897.0912 | 0.022716 | 2.2063 | 2.2929 | 0.04499 | 8791.7588 | 8791.7595 | 8791.7595 | 12710.4127 | 919.1296 | 1149.7251 | 1149.7251 | 868.8563 | 574.8748 | 574.8749 | 574.8749 | 899.2648
35040 | 983.297 | 983.2972 | 983.2972 | 481.048 | 29429.0815 | 29923.0964 | 29923.0964 | 30500.0661 | 898.4702 | 1136.1156 | 1136.1156 | 939.4603 | 0.036444 | 2.3312 | 2.4182 | 0.071967 | 9150.4965 | 9150.4974 | 9150.4974 | 14046.8321 | 918.9151 | 1163.3034 | 1163.3034 | 909.0563 | 597.6257 | 597.6258 | 597.6258 | 942.113
32260 | 1291.3422 | 1291.3424 | 1291.3424 | 2138.0261 | 30414.0048 | 30599.3894 | 30599.3894 | 33027.2425 | 898.4702 | 1136.1156 | 1136.1156 | 939.4603 | 0.036444 | 2.3312 | 2.4182 | 0.071967 | 9150.4965 | 9150.4974 | 9150.4974 | 14046.8321 | 918.9151 | 1163.3034 | 1163.3034 | 909.0563 | 597.6257 | 597.6258 | 597.6258 | 942.113
32260 | 1005.2173 | 1005.2175 | 1005.2175 | 364.2625 | 30762.8301 | 31252.351 | 31252.351 | 33535.8461 | 903.9335 | 1149.2129 | 1149.2129 | 985.8169 | 0.058552 | 2.5433 | 2.6325 | 0.11526 | 9508.7833 | 9508.7845 | 9508.7845 | 15425.1018 | 926.2628 | 1178.8133 | 1178.8133 | 957.0034 | 629.465 | 629.4652 | 629.4652 | 993.3464
29480 | 1365.509 | 1365.5094 | 1365.5094 | 2397.2406 | 31846.5701 | 32059.1396 | 32059.1396 | 36196.3154 | 903.9335 | 1149.2129 | 1149.2129 | 985.8169 | 0.058552 | 2.5433 | 2.6325 | 0.11526 | 9508.7833 | 9508.7845 | 9508.7845 | 15425.1018 | 926.2628 | 1178.8133 | 1178.8133 | 957.0034 | 629.465 | 629.4652 | 629.4652 | 993.3464
29480 | 1072.402 | 1072.4024 | 1072.4024 | 381.8174 | 32192.1376 | 32728.0582 | 32728.0582 | 36755.7133 | 910.364 | 1168.9397 | 1168.9397 | 1019.7594 | 0.095534 | 2.5782 | 2.6622 | 0.18755 | 9899.8902 | 9899.8917 | 9899.8917 | 16956.3107 | 929.7299 | 1195.5487 | 1195.5487 | 981.4508 | 660.1218 | 660.1221 | 660.1221 | 1032.2704
26700 | 1379.6372 | 1379.6376 | 1379.6377 | 2487.8944 | 33351.52 | 33554.5758 | 33554.5758 | 39484.1465 | 910.364 | 1168.9397 | 1168.9397 | 1019.7594 | 0.095534 | 2.5782 | 2.6622 | 0.18755 | 9899.8902 | 9899.8917 | 9899.8917 | 16956.3107 | 929.7299 | 1195.5487 | 1195.5487 | 981.4508 | 660.1218 | 660.1221 | 660.1221 | 1032.2704
26700 | 1121.8363 | 1121.8366 | 1121.8367 | 363.6816 | 33694.5305 | 34266.6225 | 34266.6225 | 40049.5325 | 936.4903 | 1216.1729 | 1216.1729 | 1056.4827 | 0.15652 | 2.9084 | 2.9963 | 0.30634 | 10315.5501 | 10315.5521 | 10315.5521 | 18527.1339 | 957.9904 | 1245.7254 | 1245.7254 | 1018.1878 | 701.3654 | 701.3657 | 701.3657 | 1080.3213
23920 | 1431.3484 | 1431.349 | 1431.349 | 2639.6116 | 34939.1885 | 35166.9998 | 35166.9998 | 42880.0944 | 936.4903 | 1216.1729 | 1216.1729 | 1056.4827 | 0.15652 | 2.9084 | 2.9963 | 0.30634 | 10315.5501 | 10315.5521 | 10315.5521 | 18527.1339 | 957.9904 | 1245.7254 | 1245.7254 | 1018.1878 | 701.3654 | 701.3657 | 701.3657 | 1080.3213
23920 | 1156.0985 | 1156.0991 | 1156.0991 | 295.7309 | 35295.8997 | 35870.5124 | 35870.5124 | 43444.9357 | 984.7205 | 1287.0337 | 1287.0337 | 1095.2412 | 0.25354 | 3.1209 | 3.2075 | 0.49498 | 10769.8172 | 10769.8198 | 10769.8199 | 20144.0975 | 1007.0775 | 1317.8523 | 1317.8523 | 1055.2867 | 740.1118 | 740.1123 | 740.1123 | 1119.3816
21140 | 1499.0069 | 1499.0078 | 1499.0078 | 2816.1501 | 36640.9999 | 36930.3411 | 36930.3411 | 46378.6329 | 984.7205 | 1287.0337 | 1287.0337 | 1095.2412 | 0.25354 | 3.1209 | 3.2075 | 0.49498 | 10769.8172 | 10769.8198 | 10769.8199 | 20144.0975 | 1007.0775 | 1317.8523 | 1317.8523 | 1055.2867 | 740.1118 | 740.1123 | 740.1123 | 1119.3816
21140 | 1189.5902 | 1189.5908 | 1189.5908 | 200.8056 | 37022.4261 | 37560.5534 | 37560.5534 | 46935.9437 | 1048.1209 | 1376.8866 | 1376.8866 | 1130.5092 | 0.40955 | 3.4886 | 3.5765 | 0.79768 | 11275.728 | 11275.7313 | 11275.7314 | 21805.9986 | 1072.0399 | 1409.9662 | 1409.9662 | 1088.4406 | 786.7113 | 786.7119 | 786.7119 | 1164.7579
18360 | 1587.7722 | 1587.7731 | 1587.7732 | 3037.2215 | 38482.6108 | 38883.9189 | 38883.9189 | 49961.8087 | 1048.1209 | 1376.8866 | 1376.8866 | 1130.5092 | 0.40955 | 3.4886 | 3.5765 | 0.79768 | 11275.728 | 11275.7313 | 11275.7314 | 21805.9986 | 1072.0399 | 1409.9662 | 1409.9662 | 1088.4406 | 786.7113 | 786.7119 | 786.7119 | 1164.7579
18360 | 1209.0149 | 1209.0159 | 1209.0159 | 41.3743 | 38890.9991 | 39334.1699 | 39334.1699 | 50502.3797 | 1126.005 | 1481.62 | 1481.62 | 1164.6753 | 0.66187 | 3.8682 | 3.9547 | 1.2871 | 11844.4446 | 11844.4491 | 11844.4492 | 23501.8318 | 1152.0134 | 1517.1934 | 1517.1934 | 1122.9147 | 832.8426 | 832.8436 | 832.8436 | 1196.7721
15580 | 1690.3237 | 1690.3254 | 1690.3255 | 3285.652 | 40493.5752 | 41065.6048 | 41065.6048 | 53624.0826 | 1126.005 | 1481.62 | 1481.62 | 1164.6753 | 0.66187 | 3.8682 | 3.9547 | 1.2871 | 11844.4446 | 11844.4491 | 11844.4492 | 23501.8318 | 1152.0134 | 1517.1934 | 1517.1934 | 1122.9147 | 832.8426 | 832.8436 | 832.8436 | 1196.7721
15580 | 1206.6288 | 1206.6296 | 1206.6296 | 189.525 | 40921.441 | 41197.2755 | 41197.2755 | 54136.5619 | 1208.7415 | 1597.1006 | 1597.1006 | 1197.7288 | 1.0753 | 4.6414 | 4.7315 | 2.0894 | 12483.5238 | 12483.5297 | 12483.5298 | 25207.2407 | 1236.4669 | 1635.3809 | 1635.3809 | 1153.7868 | 898.519 | 898.5196 | 898.5196 | 1247.1131
12800 | 1859.5517 | 1859.5525 | 1859.5525 | 3656.4995 | 42683.7192 | 43516.8655 | 43516.8655 | 57344.0893 | 1208.7415 | 1597.1006 | 1597.1006 | 1197.7288 | 1.0753 | 4.6414 | 4.7315 | 2.0894 | 12483.5238 | 12483.5297 | 12483.5298 | 25207.2407 | 1236.4669 | 1635.3809 | 1635.3809 | 1153.7868 | 898.519 | 898.5196 | 898.5196 | 1247.1131
12800 | 1111.428 | 1111.4309 | 1111.4309 | 638.8381 | 43111.1449 | 43117.7307 | 43117.7307 | 57813.3965 | 1297.7826 | 1711.3533 | 1711.3533 | 1233.6426 | 1.7761 | 5.2263 | 5.3087 | 3.456 | 13185.9653 | 13185.9732 | 13185.9733 | 26869.3333 | 1328.7273 | 1752.3926 | 1752.3926 | 1199.8312 | 926.6624 | 926.6658 | 926.6659 | 1229.5163
10020 | 2052.728 | 2052.7345 | 2052.7346 | 4056.8934 | 45083.5827 | 46267.9579 | 46267.9579 | 61148.9273 | 1297.7826 | 1711.3533 | 1711.3533 | 1233.6426 | 1.7761 | 5.2263 | 5.3087 | 3.456 | 13185.9653 | 13185.9732 | 13185.9733 | 26869.3333 | 1328.7273 | 1752.3926 | 1752.3926 | 1199.8312 | 926.6624 | 926.6658 | 926.6659 | 1229.5163
10020 | 940.1109 | 940.1133 | 940.1134 | 1287.196 | 45479.7456 | 45895.2134 | 45895.2134 | 61556.3996 | 1379.991 | 1855.1332 | 1855.1332 | 1270.7108 | 3.1095 | 7.5789 | 7.6809 | 6.085 | 13914.3355 | 13914.3456 | 13914.3458 | 28394.5244 | 1408.958 | 1897.0092 | 1897.0092 | 1225.6701 | 1022.4802 | 1022.485 | 1022.4851 | 1317.2975
7240 | 2577.8751 | 2577.886 | 2577.8862 | 4949.283 | 47614.9762 | 49387.2266 | 49387.2266 | 64963.7626 | 1379.991 | 1855.1332 | 1855.1332 | 1270.7108 | 3.1095 | 7.5789 | 7.6809 | 6.085 | 13914.3355 | 13914.3456 | 13914.3458 | 28394.5244 | 1408.958 | 1897.0092 | 1897.0092 | 1225.6701 | 1022.4802 | 1022.485 | 1022.4851 | 1317.2975
7240 | 1059.1847 | 1059.2036 | 1059.204 | 2788.5758 | 47961.7417 | 49044.7797 | 49044.7797 | 65299.9749 | 1514.1801 | 1873.8291 | 1873.8291 | 1395.9746 | 6.5167 | 10.2958 | 10.3756 | 12.9294 | 14530.0421 | 14530.0565 | 14530.0569 | 29583.4105 | 1565.5149 | 1935.9458 | 1935.9458 | 1448.9612 | 868.0194 | 868.0486 | 868.0492 | 1127.3521
4460 | 3115.6152 | 3115.6775 | 3115.679 | 5922.6145 | 50717.8015 | 52830.6375 | 52830.6375 | 69328.0871 | 1514.1801 | 1873.8291 | 1873.8291 | 1395.9746 | 6.5167 | 10.2958 | 10.3756 | 12.9294 | 14530.0421 | 14530.0565 | 14530.0569 | 29583.4105 | 1565.5149 | 1935.9458 | 1935.9458 | 1448.9612 | 868.0194 | 868.0486 | 868.0492 | 1127.3521
4460 | 1335.3779 | 1335.4509 | 1335.4526 | 481.0812 | 51249.0648 | 51433.0102 | 51433.0102 | 69930.0879 | 1800.082 | 2103.5393 | 2103.5393 | 1755.1988 | 5.7168 | 7.9136 | 7.9597 | 11.1782 | 16059.516 | 16059.5353 | 16059.5358 | 32712.4258 | 1844.767 | 2154.488 | 2154.488 | 1817.2486 | 952.6949 | 952.7306 | 952.7314 | 1325.7305
0 | 3374.7292 | 3374.8153 | 3374.8173 | 6393.8392 | 57353.584 | 58918.8848 | 58918.8848 | 78035.0168 | 1800.082 | 2103.5393 | 2103.5393 | 1755.1988 | 5.7168 | 7.9136 | 7.9597 | 11.1782 | 16059.516 | 16059.5353 | 16059.5358 | 32712.4258 | 1844.767 | 2154.488 | 2154.488 | 1817.2486 | 952.6949 | 952.7306 | 952.7314 | 1325.7305
0 | 3967.76 | 3967.824 | 3967.8254 | 7039.7526 | 57582.2609 | 57891.0197 | 57891.0197 | 78143.4429 | 2082.0206 | 2115.424 | 2115.424 | 2247.724 | 1.2311 | 1.4528 | 1.457 | 2.3909 | 15539.8407 | 15539.8498 | 15539.85 | 32331.7718 | 2123.5858 | 2157.6112 | 2157.6112 | 2043.1982 | 1035.4676 | 1035.4925 | 1035.493 | 1562.6837
-4520 | 775.8985 | 775.9469 | 775.948 | 23.5778 | 48491.7423 | 48954.2958 | 48954.2958 | 68908.1869 | 2082.0206 | 2115.424 | 2115.424 | 2247.724 | 1.2311 | 1.4528 | 1.457 | 2.3909 | 15539.8407 | 15539.8498 | 15539.85 | 32331.7718 | 2123.5858 | 2157.6112 | 2157.6112 | 2043.1982 | 1035.4676 | 1035.4925 | 1035.493 | 1562.6837
-4520 | 1038.0516 | 1038.1074 | 1038.1087 | 1733.0645 | 48565.7777 | 48920.6616 | 48920.6616 | 68998.8256 | 2013.7827 | 2019.382 | 2019.382 | 2221.5369 | 2.4872 | 2.4915 | 2.4918 | 4.9925 | 14609.9317 | 14609.9358 | 14609.9359 | 31373.9737 | 2103.2544 | 2108.8365 | 2108.8365 | 2235.3053 | 655.3421 | 655.3728 | 655.3735 | 1046.2162
-7520 | 973.7838 | 973.8201 | 973.821 | 1405.5841 | 42568.8513 | 42940.4813 | 42940.4813 | 62292.9099 | 2013.7827 | 2019.382 | 2019.382 | 2221.5369 | 2.4872 | 2.4915 | 2.4918 | 4.9925 | 14609.9317 | 14609.9358 | 14609.9359 | 31373.9737 | 2103.2544 | 2108.8365 | 2108.8365 | 2235.3053 | 655.3421 | 655.3728 | 655.3735 | 1046.2162

## All Results
| Wall Total | [15 empty] | W1 | [28 empty] | W2 | [28 empty] | W3 | [28 empty] | Coupling beam shear
| M2 [kN-m] |  |  |  | M3 [kN-m] |  |  |  | V2 [kN] |  |  |  | V3 [kN] |  |  |  |  | M2 [kN-m] |  |  |  | M3 [kN-m] |  |  |  | V2 [kN] (Web only) |  |  |  | V3 [kN] (Flange only) |  |  |  | Axial [kN] |  |  |  | V2 [kN] |  |  |  | V3 [kN] |  |  |  |  | M2 [kN-m] |  |  |  | M3 [kN-m] |  |  |  | V2 [kN] (Web only) |  |  |  | V3 [kN] (Flange only) |  |  |  | Axial [kN] |  |  |  | V2 [kN] |  |  |  | V3 [kN] |  |  |  |  | M2 [kN-m] |  |  |  | M3 [kN-m] |  |  |  | V2 [kN] (Web only) |  |  |  | V3 [kN] (Flange only) |  |  |  | Axial [kN] |  |  |  | V2 [kN] |  |  |  | V3 [kN] |  |  |  | W1-W2 [kN] |  |  |  | W2-W3 [kN]
Elvs | RSA | RSA -veT | RSA +veT | Wind | RSA | RSA -veT | RSA +veT | Wind | RSA | RSA -veT | RSA +veT | Wind | RSA | RSA -veT | RSA +veT | Wind |  | RSA | RSA -veT | RSA +veT | Wind | RSA | RSA -veT | RSA +veT | Wind | RSA | RSA -veT | RSA +veT | Wind | RSA | RSA -veT | RSA +veT | Wind | RSA | RSA -veT | RSA +veT | Wind | RSA | RSA -veT | RSA +veT | Wind | RSA | RSA -veT | RSA +veT | Wind |  | RSA | RSA -veT | RSA +veT | Wind | RSA | RSA -veT | RSA +veT | Wind | RSA | RSA -veT | RSA +veT | Wind | RSA | RSA -veT | RSA +veT | Wind | RSA | RSA -veT | RSA +veT | Wind | RSA | RSA -veT | RSA +veT | Wind | RSA | RSA -veT | RSA +veT | Wind |  | RSA | RSA -veT | RSA +veT | Wind | RSA | RSA -veT | RSA +veT | Wind | RSA | RSA -veT | RSA +veT | Wind | RSA | RSA -veT | RSA +veT | Wind | RSA | RSA -veT | RSA +veT | Wind | RSA | RSA -veT | RSA +veT | Wind | RSA | RSA -veT | RSA +veT | Wind | RSA | RSA -veT | RSA +veT | Wind | RSA | RSA -veT | RSA +veT | Wind
90150 | 1.8498e-10 | 1.8883e-10 | 2.0703e-10 | 1.2585e-09 | 4.1323e-09 | 4.1381e-09 | 4.1381e-09 | 1.8565e-09 | 273.7851 | 273.7961 | 273.7961 | 68.6252 | 236.9634 | 236.9635 | 236.9635 | 78.3277 | 90150 | 270.2945 | 270.2945 | 270.2945 | 218.314 | 983.7958 | 1284.4229 | 1284.4229 | 320.9288 | 145.1785 | 194.7437 | 194.7437 | 4.8981 | 2.2199e-05 | 0.18942 | 0.18352 | 8.2277e-06 | 316.7249 | 316.7249 | 316.7249 | 262.8213 | 146.3742 | 196.3989 | 196.3989 | 32.9128 | 78.2335 | 78.2335 | 78.2335 | 60.1656 | 90150 | 1084.144 | 1084.144 | 1084.144 | 814.0177 | 531.2938 | 659.5359 | 659.5359 | 196.6188 | 152.9033 | 168.5925 | 168.5925 | 45.0664 | 2.9418e-05 | 0.19578 | 0.2276 | 2.1591e-05 | 216.3825 | 216.3825 | 216.3825 | 226.125 | 151.4588 | 166.5998 | 166.5998 | 57.3487 | 154.2381 | 154.2381 | 154.2381 | 52.6158 | 90150 | 206.4471 | 206.4471 | 206.4471 | 71.6389 | 479.4865 | 651.8714 | 651.8714 | 124.31 | 158.9175 | 193.2943 | 193.2943 | 29.2716 | 2.4678e-05 | 0.22558 | 0.20563 | 6.9601e-07 | 125.6779 | 125.6779 | 125.6779 | 36.6963 | 160.3157 | 195.2103 | 195.2103 | 44.2045 | 26.28 | 26.28 | 26.28 | 34.1114 | 158.3638 | 183.4832 | 187.8624 | 60.1723 | 62.8401 | 76.8677 | 79.804 | 30.3787
85080 | 1201.4047 | 1201.4047 | 1201.4047 | 397.1213 | 1388.0906 | 1388.146 | 1388.146 | 347.9296 | 273.7851 | 273.7961 | 273.7961 | 68.6252 | 236.9634 | 236.9635 | 236.9635 | 78.3277 | 85080 | 126.4052 | 126.4052 | 126.4052 | 86.7254 | 1625.6988 | 2179.9511 | 2179.9511 | 487.7965 | 145.1785 | 194.7437 | 194.7437 | 4.8981 | 2.2199e-05 | 0.18942 | 0.18352 | 8.2277e-06 | 316.7249 | 316.7249 | 316.7249 | 262.8213 | 146.3742 | 196.3989 | 196.3989 | 32.9128 | 78.2335 | 78.2335 | 78.2335 | 60.1656 | 85080 | 315.9925 | 315.9925 | 315.9925 | 547.2554 | 1275.7386 | 1480.7457 | 1480.7457 | 487.3766 | 152.9033 | 168.5925 | 168.5925 | 45.0664 | 2.9418e-05 | 0.19578 | 0.2276 | 2.1591e-05 | 216.3825 | 216.3825 | 216.3825 | 226.125 | 151.4588 | 166.5998 | 166.5998 | 57.3487 | 154.2381 | 154.2381 | 154.2381 | 52.6158 | 85080 | 189.2891 | 189.2891 | 189.2891 | 244.5837 | 1258.4303 | 1607.7308 | 1607.7308 | 348.4268 | 158.9175 | 193.2943 | 193.2943 | 29.2716 | 2.4678e-05 | 0.22558 | 0.20563 | 6.9601e-07 | 125.6779 | 125.6779 | 125.6779 | 36.6963 | 160.3157 | 195.2103 | 195.2103 | 44.2045 | 26.28 | 26.28 | 26.28 | 34.1114 | 158.3638 | 183.4832 | 187.8624 | 60.1723 | 62.8401 | 76.8677 | 79.804 | 30.3787
85080 | 1201.4047 | 1201.4047 | 1201.4047 | 397.1213 | 1388.0906 | 1388.146 | 1388.146 | 347.9296 | 922.9887 | 923.0362 | 923.0362 | 333.6322 | 786.0993 | 786.0993 | 786.0993 | 349.459 | 85080 | 204.8976 | 204.8976 | 204.8976 | 101.1483 | 2221.8151 | 2969.7581 | 2969.7581 | 621.9847 | 387.1952 | 463.9426 | 463.9426 | 112.5557 | 0.00011107 | 0.70755 | 0.82061 | 2.1373e-05 | 558.1284 | 558.1285 | 558.1285 | 399.7062 | 393.666 | 472.3378 | 472.3378 | 118.6554 | 114.9166 | 114.9166 | 114.9166 | 44.9815 | 85080 | 1205.4205 | 1205.4205 | 1205.4205 | 1007.6989 | 1391.8118 | 1607.1698 | 1607.1698 | 532.2632 | 327.3277 | 338.7388 | 338.7388 | 125.0621 | 3.2178e-05 | 0.21802 | 0.24522 | 1.3918e-05 | 232.5423 | 232.5423 | 232.5423 | 263.8201 | 338.4311 | 350.4246 | 350.4246 | 136.406 | 415.2831 | 415.2831 | 415.2831 | 184.5006 | 85080 | 609.6804 | 609.6804 | 609.6804 | 424.3737 | 1767.4932 | 2300.1335 | 2300.1335 | 437.7283 | 253.6319 | 317.5506 | 317.5506 | 87.9326 | 0.00015048 | 1.0051 | 1.1529 | 7.7025e-06 | 357.7173 | 357.7173 | 357.7173 | 135.8861 | 260.4045 | 327.0354 | 327.0354 | 78.639 | 256.1951 | 256.1951 | 256.1951 | 121.5362 | 120.7326 | 137.4942 | 139.6399 | 60.4271 | 118.7361 | 134.4816 | 136.6202 | 52.0983
82300 | 3383.3867 | 3383.3867 | 3383.3867 | 1368.6173 | 3951.5126 | 3951.7 | 3951.7 | 1275.4271 | 922.9887 | 923.0362 | 923.0362 | 333.6322 | 786.0993 | 786.0993 | 786.0993 | 349.459 | 82300 | 115.0883 | 115.0883 | 115.0883 | 23.9002 | 1578.1332 | 2107.3684 | 2107.3684 | 292.1225 | 387.1952 | 463.9426 | 463.9426 | 112.5557 | 0.00011107 | 0.70755 | 0.82061 | 2.1373e-05 | 558.1284 | 558.1285 | 558.1285 | 399.7062 | 393.666 | 472.3378 | 472.3378 | 118.6554 | 114.9166 | 114.9166 | 114.9166 | 44.9815 | 82300 | 194.6797 | 194.6797 | 194.6797 | 494.7873 | 2272.0033 | 2454.0196 | 2454.0196 | 911.4718 | 327.3277 | 338.7388 | 338.7388 | 125.0621 | 3.2178e-05 | 0.21802 | 0.24522 | 1.3918e-05 | 232.5423 | 232.5423 | 232.5423 | 263.8201 | 338.4311 | 350.4246 | 350.4246 | 136.406 | 415.2831 | 415.2831 | 415.2831 | 184.5006 | 82300 | 122.6644 | 122.6644 | 122.6644 | 86.5031 | 2000.2231 | 2347.6294 | 2347.6294 | 656.3446 | 253.6319 | 317.5506 | 317.5506 | 87.9326 | 0.00015048 | 1.0051 | 1.1529 | 7.7025e-06 | 357.7173 | 357.7173 | 357.7173 | 135.8861 | 260.4045 | 327.0354 | 327.0354 | 78.639 | 256.1951 | 256.1951 | 256.1951 | 121.5362 | 120.7326 | 137.4942 | 139.6399 | 60.4271 | 118.7361 | 134.4816 | 136.6202 | 52.0983
82300 | 3383.3867 | 3383.3867 | 3383.3867 | 1368.6173 | 3951.5126 | 3951.7 | 3951.7 | 1275.4271 | 1415.5732 | 1415.6561 | 1415.6561 | 522.3733 | 1175.7136 | 1175.7136 | 1175.7136 | 543.9413 | 82300 | 351.8323 | 351.8323 | 351.8323 | 238.7248 | 2224.3443 | 2989.8511 | 2989.8511 | 443.324 | 574.1443 | 681.4973 | 681.4973 | 172.0234 | 0.0001031 | 0.55464 | 0.58476 | 8.1096e-05 | 898.2438 | 898.2438 | 898.2438 | 592.1511 | 579.8833 | 688.6008 | 688.6008 | 162.1449 | 216.9587 | 216.9587 | 216.9587 | 125.7808 | 82300 | 1396.2176 | 1396.2176 | 1396.2176 | 1184.0096 | 2419.4842 | 2613.0665 | 2613.0665 | 967.1148 | 508.5423 | 518.125 | 518.125 | 195.277 | 5.4906e-05 | 0.40877 | 0.45239 | 3.742e-06 | 217.0648 | 217.0648 | 217.0648 | 286.4109 | 522.8438 | 533.5335 | 533.5335 | 215.8117 | 650.9039 | 650.9039 | 650.9039 | 296.6839 | 82300 | 584.4107 | 584.4108 | 584.4108 | 394.9905 | 2552.7222 | 3124.8341 | 3124.8341 | 751.9032 | 419.2111 | 514.7635 | 514.7635 | 145.1212 | 0.00014206 | 0.9479 | 1.0081 | 2.1535e-05 | 729.7474 | 729.7474 | 729.7474 | 305.7402 | 429.3063 | 527.2513 | 527.2513 | 144.5354 | 308.9796 | 308.9796 | 308.9796 | 124.2056 | 170.1052 | 191.1088 | 192.9378 | 91.1508 | 187.9236 | 207.8818 | 209.6578 | 85.6582
79520 | 6641.6016 | 6641.6017 | 6641.6017 | 2880.7741 | 7881.7448 | 7882.1626 | 7882.1626 | 2727.625 | 1415.5732 | 1415.6561 | 1415.6561 | 522.3733 | 1175.7136 | 1175.7136 | 1175.7136 | 543.9413 | 79520 | 252.6024 | 252.6024 | 252.6024 | 110.9458 | 1850.373 | 2313.6452 | 2313.6452 | 7.4388 | 574.1443 | 681.4973 | 681.4973 | 172.0234 | 0.0001031 | 0.55464 | 0.58476 | 8.1096e-05 | 898.2438 | 898.2438 | 898.2438 | 592.1511 | 579.8833 | 688.6008 | 688.6008 | 162.1449 | 216.9587 | 216.9587 | 216.9587 | 125.7808 | 79520 | 516.5823 | 516.5823 | 516.5823 | 359.2283 | 3845.7879 | 4009.6528 | 4009.6528 | 1567.0713 | 508.5423 | 518.125 | 518.125 | 195.277 | 5.4906e-05 | 0.40877 | 0.45239 | 3.742e-06 | 217.0648 | 217.0648 | 217.0648 | 286.4109 | 522.8438 | 533.5335 | 533.5335 | 215.8117 | 650.9039 | 650.9039 | 650.9039 | 296.6839 | 79520 | 296.0148 | 296.0148 | 296.0148 | 49.6988 | 3193.3273 | 3493.1523 | 3493.1523 | 1153.7117 | 419.2111 | 514.7635 | 514.7635 | 145.1212 | 0.00014206 | 0.9479 | 1.0081 | 2.1535e-05 | 729.7474 | 729.7474 | 729.7474 | 305.7402 | 429.3063 | 527.2513 | 527.2513 | 144.5354 | 308.9796 | 308.9796 | 308.9796 | 124.2056 | 170.1052 | 191.1088 | 192.9378 | 91.1508 | 187.9236 | 207.8818 | 209.6578 | 85.6582
79520 | 6641.6016 | 6641.6017 | 6641.6017 | 2880.7741 | 7881.7448 | 7882.1626 | 7882.1626 | 2727.625 | 1792.8818 | 1793.0005 | 1793.0005 | 709.7102 | 1440.7507 | 1440.7507 | 1440.7507 | 736.9879 | 79520 | 356.8453 | 356.8453 | 356.8453 | 248.128 | 2409.0225 | 3186.3185 | 3186.3185 | 190.498 | 798.5589 | 951.6373 | 951.6373 | 239.4192 | 0.00016577 | 0.92376 | 0.98299 | 0.00013456 | 1339.6977 | 1339.6977 | 1339.6977 | 854.8363 | 808.1935 | 963.702 | 963.702 | 232.2144 | 243.5019 | 243.5019 | 243.5019 | 141.7101 | 79520 | 1362.9702 | 1362.9702 | 1362.9702 | 1310.2799 | 4055.1242 | 4239.8688 | 4239.8688 | 1648.149 | 633.8481 | 650.0371 | 650.0371 | 261.9896 | 5.4049e-05 | 0.46689 | 0.49531 | 1.2351e-05 | 201.9297 | 201.9297 | 201.9297 | 309.329 | 652.4545 | 669.8882 | 669.8882 | 288.1317 | 798.9062 | 798.9062 | 798.9062 | 409.8309 | 79520 | 634.2382 | 634.2382 | 634.2382 | 484.9462 | 3824.5279 | 4417.4971 | 4417.4971 | 1270.5707 | 541.6888 | 675.7719 | 675.7719 | 194.1621 | 0.00021578 | 1.4634 | 1.5584 | 3.7789e-05 | 1215.3944 | 1215.3944 | 1215.3944 | 545.5074 | 554.9761 | 692.9322 | 692.9322 | 189.5338 | 399.0965 | 399.0965 | 399.0965 | 189.3682 | 221.3397 | 249.2157 | 251.272 | 126.6801 | 245.3411 | 271.353 | 273.2485 | 120.9191
76740 | 10615.1779 | 10615.178 | 10615.178 | 4929.6006 | 12854.3135 | 12855.0615 | 12855.0615 | 4700.6195 | 1792.8818 | 1793.0005 | 1793.0005 | 709.7102 | 1440.7507 | 1440.7507 | 1440.7507 | 736.9879 | 76740 | 323.0756 | 323.0756 | 323.0756 | 145.8261 | 2729.8256 | 3074.8079 | 3074.8079 | 455.0579 | 798.5589 | 951.6373 | 951.6373 | 239.4192 | 0.00016577 | 0.92376 | 0.98299 | 0.00013456 | 1339.6977 | 1339.6977 | 1339.6977 | 854.8363 | 808.1935 | 963.702 | 963.702 | 232.2144 | 243.5019 | 243.5019 | 243.5019 | 141.7101 | 76740 | 989.0495 | 989.0495 | 989.0495 | 170.95 | 5848.225 | 5984.5041 | 5984.5041 | 2449.1553 | 633.8481 | 650.0371 | 650.0371 | 261.9896 | 5.4049e-05 | 0.46689 | 0.49531 | 1.2351e-05 | 201.9297 | 201.9297 | 201.9297 | 309.329 | 652.4545 | 669.8882 | 669.8882 | 288.1317 | 798.9062 | 798.9062 | 798.9062 | 409.8309 | 76740 | 505.3327 | 505.3327 | 505.3327 | 41.4974 | 4713.2736 | 4922.7247 | 4922.7247 | 1797.4746 | 541.6888 | 675.7719 | 675.7719 | 194.1621 | 0.00021578 | 1.4634 | 1.5584 | 3.7789e-05 | 1215.3944 | 1215.3944 | 1215.3944 | 545.5074 | 554.9761 | 692.9322 | 692.9322 | 189.5338 | 399.0965 | 399.0965 | 399.0965 | 189.3682 | 221.3397 | 249.2157 | 251.272 | 126.6801 | 245.3411 | 271.353 | 273.2485 | 120.9191
76740 | 10615.1779 | 10615.178 | 10615.178 | 4929.6006 | 12854.3135 | 12855.0615 | 12855.0615 | 4700.6195 | 2062.307 | 2062.462 | 2062.462 | 895.6007 | 1601.2216 | 1601.2216 | 1601.2216 | 928.5514 | 76740 | 390.107 | 390.107 | 390.107 | 306.9758 | 2875.745 | 3593.0371 | 3593.0371 | 215.8647 | 961.9099 | 1140.5348 | 1140.5348 | 304.1622 | 0.00016935 | 0.96709 | 1.0168 | 0.00020895 | 1849.8433 | 1849.8433 | 1849.8433 | 1186.2437 | 973.0585 | 1154.3231 | 1154.3231 | 295.4244 | 281.0819 | 281.0819 | 281.0819 | 184.6416 | 76740 | 1264.5744 | 1264.5744 | 1264.5744 | 1385.2431 | 6086.8391 | 6244.9472 | 6244.9472 | 2548.2683 | 727.5113 | 745.9412 | 745.9412 | 329.3823 | 5.6752e-05 | 0.54963 | 0.58109 | 2.0602e-05 | 192.0568 | 192.0569 | 192.0569 | 327.6313 | 748.478 | 768.4121 | 768.4121 | 361.4601 | 883.092 | 883.092 | 883.092 | 513.3023 | 76740 | 603.5631 | 603.5631 | 603.5631 | 526.9377 | 5386.2776 | 5946.2096 | 5946.2096 | 1937.5549 | 628.386 | 785.2902 | 785.2902 | 244.3742 | 0.00019646 | 1.563 | 1.6453 | 6.1846e-05 | 1781.4915 | 1781.4915 | 1781.4915 | 858.6124 | 643.7076 | 804.8831 | 804.8831 | 238.9372 | 437.7181 | 437.7181 | 437.7181 | 235.7421 | 257.4544 | 290.2467 | 292.3241 | 162.5317 | 287.8682 | 318.6538 | 320.6005 | 157.1589
73960 | 14982.7214 | 14982.7216 | 14982.7216 | 7510.9735 | 18561.4662 | 18562.645 | 18562.645 | 7190.3895 | 2062.307 | 2062.462 | 2062.462 | 895.6007 | 1601.2216 | 1601.2216 | 1601.2216 | 928.5514 | 73960 | 396.7634 | 396.7634 | 396.7634 | 206.3279 | 4100.2123 | 4313.5889 | 4313.5889 | 1037.1446 | 961.9099 | 1140.5348 | 1140.5348 | 304.1622 | 0.00016935 | 0.96709 | 1.0168 | 0.00020895 | 1849.8433 | 1849.8433 | 1849.8433 | 1186.2437 | 973.0585 | 1154.3231 | 1154.3231 | 295.4244 | 281.0819 | 281.0819 | 281.0819 | 184.6416 | 73960 | 1401.6153 | 1401.6154 | 1401.6154 | 41.7372 | 8150.1919 | 8252.8832 | 8252.8832 | 3553.1273 | 727.5113 | 745.9412 | 745.9412 | 329.3823 | 5.6752e-05 | 0.54963 | 0.58109 | 2.0602e-05 | 192.0568 | 192.0569 | 192.0569 | 327.6313 | 748.478 | 768.4121 | 768.4121 | 361.4601 | 883.092 | 883.092 | 883.092 | 513.3023 | 73960 | 663.4216 | 663.4216 | 663.4216 | 128.4254 | 6495.4355 | 6607.2996 | 6607.2996 | 2601.8003 | 628.386 | 785.2902 | 785.2902 | 244.3742 | 0.00019646 | 1.563 | 1.6453 | 6.1846e-05 | 1781.4915 | 1781.4915 | 1781.4915 | 858.6124 | 643.7076 | 804.8831 | 804.8831 | 238.9372 | 437.7181 | 437.7181 | 437.7181 | 235.7421 | 257.4544 | 290.2467 | 292.3241 | 162.5317 | 287.8682 | 318.6538 | 320.6005 | 157.1589
73960 | 14982.7214 | 14982.7216 | 14982.7216 | 7510.9735 | 18561.4662 | 18562.645 | 18562.645 | 7190.3895 | 2235.1464 | 2235.3379 | 2235.3379 | 1079.9997 | 1689.936 | 1689.936 | 1689.936 | 1118.5811 | 73960 | 392.1937 | 392.1937 | 392.1937 | 343.4574 | 3826.4971 | 4463.0877 | 4463.0877 | 751.5973 | 1090.1659 | 1284.5451 | 1284.5451 | 368.5056 | 0.00018353 | 1.0364 | 1.0891 | 0.0003179 | 2402.5444 | 2402.5444 | 2402.5444 | 1588.5637 | 1103.0578 | 1300.3657 | 1300.3657 | 359.8125 | 296.5034 | 296.5034 | 296.5034 | 216.9379 | 73960 | 1202.3539 | 1202.3539 | 1202.3539 | 1440.6285 | 8421.9168 | 8551.7601 | 8551.7601 | 3674.5827 | 786.7114 | 805.9937 | 805.9937 | 396.3637 | 5.4234e-05 | 0.59027 | 0.62102 | 3.1693e-05 | 196.6128 | 196.6128 | 196.6128 | 343.6658 | 809.2002 | 830.1256 | 830.1256 | 434.2252 | 930.7207 | 930.7207 | 930.7207 | 620.1461 | 73960 | 583.6109 | 583.6109 | 583.6109 | 572.8474 | 7201.4463 | 7709.3724 | 7709.3724 | 2765.8921 | 679.6257 | 851.0637 | 851.0637 | 293.7848 | 0.00015961 | 1.6875 | 1.7749 | 9.9513e-05 | 2391.0305 | 2391.0305 | 2391.0305 | 1244.898 | 696.283 | 872.4741 | 872.4741 | 286.2347 | 463.2351 | 463.2351 | 463.2351 | 287.8645 | 282.5223 | 319.4144 | 321.5582 | 198.7802 | 314.3442 | 348.7215 | 350.7008 | 193.3661
71180 | 19495.2857 | 19495.2859 | 19495.2859 | 10620.6289 | 24720.8115 | 24722.5226 | 24722.5226 | 10192.7885 | 2235.1464 | 2235.3379 | 2235.3379 | 1079.9997 | 1689.936 | 1689.936 | 1689.936 | 1118.5811 | 71180 | 441.2193 | 441.2193 | 441.2193 | 259.6299 | 5734.6773 | 5822.7521 | 5822.7521 | 1751.876 | 1090.1659 | 1284.5451 | 1284.5451 | 368.5056 | 0.00018353 | 1.0364 | 1.0891 | 0.0003179 | 2402.5444 | 2402.5444 | 2402.5444 | 1588.5637 | 1103.0578 | 1300.3657 | 1300.3657 | 359.8125 | 296.5034 | 296.5034 | 296.5034 | 216.9379 | 71180 | 1727.5405 | 1727.5405 | 1727.5405 | 283.3776 | 10649.678 | 10721.3489 | 10721.3489 | 4881.7288 | 786.7114 | 805.9937 | 805.9937 | 396.3637 | 5.4234e-05 | 0.59027 | 0.62102 | 3.1693e-05 | 196.6128 | 196.6128 | 196.6128 | 343.6658 | 809.2002 | 830.1256 | 830.1256 | 434.2252 | 930.7207 | 930.7207 | 930.7207 | 620.1461 | 71180 | 785.1699 | 785.1699 | 785.1699 | 227.4159 | 8424.6467 | 8442.7617 | 8442.7617 | 3561.6246 | 679.6257 | 851.0637 | 851.0637 | 293.7848 | 0.00015961 | 1.6875 | 1.7749 | 9.9513e-05 | 2391.0305 | 2391.0305 | 2391.0305 | 1244.898 | 696.283 | 872.4741 | 872.4741 | 286.2347 | 463.2351 | 463.2351 | 463.2351 | 287.8645 | 282.5223 | 319.4144 | 321.5582 | 198.7802 | 314.3442 | 348.7215 | 350.7008 | 193.3661
71180 | 19495.2857 | 19495.2859 | 19495.2859 | 10620.6289 | 24720.8115 | 24722.5226 | 24722.5226 | 10192.7885 | 2326.7292 | 2326.9574 | 2326.9574 | 1262.8591 | 1741.0279 | 1741.0279 | 1741.0279 | 1307.0229 | 71180 | 397.7859 | 397.7859 | 397.7859 | 386.3572 | 5138.566 | 5686.6108 | 5686.6108 | 1420.7494 | 1178.9512 | 1378.784 | 1378.784 | 431.8512 | 0.00024338 | 1.0528 | 1.1043 | 0.00047956 | 2973.4329 | 2973.4329 | 2973.4329 | 2061.3018 | 1192.9326 | 1395.7769 | 1395.7769 | 422.3895 | 309.3863 | 309.3863 | 309.3863 | 253.5997 | 71180 | 1199.0113 | 1199.0113 | 1199.0113 | 1465.7439 | 10939.2943 | 11040.7927 | 11040.7927 | 5023.7888 | 817.4781 | 835.9912 | 835.9912 | 462.9576 | 4.8938e-05 | 0.6132 | 0.64375 | 4.7921e-05 | 212.5947 | 212.5948 | 212.5948 | 357.1026 | 840.5889 | 860.8198 | 860.8198 | 506.7191 | 956.4626 | 956.4626 | 956.4626 | 723.9078 | 71180 | 572.1025 | 572.1026 | 572.1026 | 606.4131 | 9164.6343 | 9612.8917 | 9612.8917 | 3750.6912 | 700.3615 | 877.8304 | 877.8304 | 343.0947 | 0.00015022 | 1.7266 | 1.8119 | 0.00015915 | 3015.792 | 3015.792 | 3015.792 | 1704.1992 | 717.5635 | 899.9488 | 899.9488 | 334.0754 | 475.619 | 475.619 | 475.619 | 337.1331 | 298.0899 | 337.8964 | 340.0584 | 234.8541 | 330.0362 | 367.0642 | 369.0676 | 229.3559
68400 | 23988.7379 | 23988.7382 | 23988.7382 | 14254.1525 | 31083.6332 | 31085.9785 | 31085.9785 | 13703.537 | 2326.7292 | 2326.9574 | 2326.9574 | 1262.8591 | 1741.0279 | 1741.0279 | 1741.0279 | 1307.0229 | 68400 | 475.336 | 475.336 | 475.336 | 318.65 | 7494.3896 | 7510.252 | 7510.252 | 2594.9922 | 1178.9512 | 1378.784 | 1378.784 | 431.8512 | 0.00024338 | 1.0528 | 1.1043 | 0.00047956 | 2973.4329 | 2973.4329 | 2973.4329 | 2061.3018 | 1192.9326 | 1395.7769 | 1395.7769 | 422.3895 | 309.3863 | 309.3863 | 309.3863 | 253.5997 | 68400 | 1971.849 | 1971.849 | 1971.849 | 546.7198 | 13240.0596 | 13285.3161 | 13285.3161 | 6432.4679 | 817.4781 | 835.9912 | 835.9912 | 462.9576 | 4.8938e-05 | 0.6132 | 0.64375 | 4.7921e-05 | 212.5947 | 212.5948 | 212.5948 | 357.1026 | 840.5889 | 860.8198 | 860.8198 | 506.7191 | 956.4626 | 956.4626 | 956.4626 | 723.9078 | 68400 | 871.0231 | 871.0231 | 871.0231 | 330.817 | 10415.7895 | 10474.5631 | 10474.5631 | 4679.4207 | 700.3615 | 877.8304 | 877.8304 | 343.0947 | 0.00015022 | 1.7266 | 1.8119 | 0.00015915 | 3015.792 | 3015.792 | 3015.792 | 1704.1992 | 717.5635 | 899.9488 | 899.9488 | 334.0754 | 475.619 | 475.619 | 475.619 | 337.1331 | 298.0899 | 337.8964 | 340.0584 | 234.8541 | 330.0362 | 367.0642 | 369.0676 | 229.3559
68400 | 23988.7379 | 23988.7382 | 23988.7382 | 14254.1525 | 31083.6332 | 31085.9785 | 31085.9785 | 13703.537 | 2356.1068 | 2356.3718 | 2356.3718 | 1444.1278 | 1777.0062 | 1777.0062 | 1777.0062 | 1493.8191 | 68400 | 397.8781 | 397.8781 | 397.8781 | 422.996 | 6660.257 | 7130.9765 | 7130.9765 | 2217.2966 | 1236.5208 | 1435.6143 | 1435.6143 | 494.7618 | 0.00035573 | 1.0764 | 1.1283 | 0.00072078 | 3545.6965 | 3545.6966 | 3545.6966 | 2604.0354 | 1251.2962 | 1453.4133 | 1453.4133 | 484.8167 | 316.0165 | 316.0165 | 316.0165 | 287.3725 | 68400 | 1238.0564 | 1238.0564 | 1238.0564 | 1466.7653 | 13541.1443 | 13619.4769 | 13619.4769 | 6595.8516 | 825.8872 | 842.8139 | 842.8139 | 528.8969 | 5.6557e-05 | 0.62741 | 0.65799 | 7.2126e-05 | 234.285 | 234.285 | 234.285 | 368.5233 | 848.9722 | 867.6571 | 867.6571 | 578.4572 | 976.3562 | 976.3562 | 976.3562 | 828.3864 | 68400 | 573.8946 | 573.8946 | 573.8946 | 633.7407 | 11190.8268 | 11585.559 | 11585.559 | 4893.7327 | 699.2275 | 877.4158 | 877.4158 | 391.9672 | 0.00017789 | 1.7735 | 1.8598 | 0.00025404 | 3636.1966 | 3636.1966 | 3636.1966 | 2235.512 | 716.4661 | 899.6334 | 899.6334 | 381.2312 | 485.1071 | 485.1071 | 485.1071 | 386.944 | 307.9944 | 350.0021 | 352.1856 | 270.571 | 339.3617 | 378.3235 | 380.3398 | 264.9005
65620 | 28372.3346 | 28372.335 | 28372.335 | 18406.9695 | 37441.9724 | 37445.0543 | 37445.0543 | 17718.2124 | 2356.1068 | 2356.3718 | 2356.3718 | 1444.1278 | 1777.0062 | 1777.0062 | 1777.0062 | 1493.8191 | 65620 | 497.7871 | 497.7871 | 497.7871 | 375.8996 | 9293.7058 | 9384.8717 | 9384.8717 | 3565.0869 | 1236.5208 | 1435.6143 | 1435.6143 | 494.7618 | 0.00035573 | 1.0764 | 1.1283 | 0.00072078 | 3545.6965 | 3545.6966 | 3545.6966 | 2604.0354 | 1251.2962 | 1453.4133 | 1453.4133 | 484.8167 | 316.0165 | 316.0165 | 316.0165 | 287.3725 | 65620 | 2164.2576 | 2164.2576 | 2164.2576 | 836.1489 | 15836.0486 | 15862.4374 | 15862.4374 | 8203.9626 | 825.8872 | 842.8139 | 842.8139 | 528.8969 | 5.6557e-05 | 0.62741 | 0.65799 | 7.2126e-05 | 234.285 | 234.285 | 234.285 | 368.5233 | 848.9722 | 867.6571 | 867.6571 | 578.4572 | 976.3562 | 976.3562 | 976.3562 | 828.3864 | 65620 | 937.3295 | 937.3295 | 937.3295 | 441.9635 | 12391.6843 | 12506.1571 | 12506.1571 | 5953.5555 | 699.2275 | 877.4158 | 877.4158 | 391.9672 | 0.00017789 | 1.7735 | 1.8598 | 0.00025404 | 3636.1966 | 3636.1966 | 3636.1966 | 2235.512 | 716.4661 | 899.6334 | 899.6334 | 381.2312 | 485.1071 | 485.1071 | 485.1071 | 386.944 | 307.9944 | 350.0021 | 352.1856 | 270.571 | 339.3617 | 378.3235 | 380.3398 | 264.9005
65620 | 28372.3346 | 28372.335 | 28372.335 | 18406.9695 | 37441.9724 | 37445.0543 | 37445.0543 | 17718.2124 | 2345.1637 | 2345.4656 | 2345.4656 | 1623.7509 | 1803.6474 | 1803.6475 | 1803.6475 | 1678.908 | 65620 | 398.1401 | 398.1401 | 398.1401 | 459.7187 | 8287.0836 | 8700.6248 | 8700.6248 | 3141.329 | 1264.6041 | 1461.5186 | 1461.5186 | 557.0523 | 0.00053373 | 1.0903 | 1.1419 | 0.0010816 | 4107.6179 | 4107.6179 | 4107.6179 | 3215.5249 | 1279.7762 | 1479.6883 | 1479.6883 | 546.3948 | 321.9688 | 321.9688 | 321.9688 | 323.2621 | 65620 | 1287.5438 | 1287.5438 | 1287.5438 | 1436.5787 | 16139.4859 | 16201.3435 | 16201.3435 | 8388.0526 | 820.2856 | 835.7592 | 835.7592 | 593.9512 | 7.0984e-05 | 0.6391 | 0.66978 | 0.00010851 | 258.2705 | 258.2705 | 258.2705 | 378.2818 | 843.0462 | 860.3101 | 860.3101 | 649.3474 | 990.7312 | 990.7312 | 990.7312 | 930.7073 | 65620 | 577.7493 | 577.7493 | 577.7493 | 650.4347 | 13200.18 | 13554.9456 | 13554.9456 | 6193.2234 | 687.3601 | 864.7391 | 864.7391 | 440.5957 | 0.00026473 | 1.8001 | 1.886 | 0.0004053 | 4240.2583 | 4240.2584 | 4240.2584 | 2837.2431 | 704.376 | 886.7223 | 886.7223 | 428.4386 | 491.5631 | 491.5631 | 491.5631 | 435.102 | 314.114 | 357.7119 | 359.9016 | 305.6962 | 345.0544 | 385.4379 | 387.4612 | 299.7104
62840 | 32601.0145 | 32601.015 | 32601.015 | 23074.3338 | 43633.7067 | 43637.6278 | 43637.6278 | 22232.2399 | 2345.1637 | 2345.4656 | 2345.4656 | 1623.7509 | 1803.6474 | 1803.6475 | 1803.6475 | 1678.908 | 62840 | 517.7987 | 517.7987 | 517.7987 | 438.9499 | 11074.2743 | 11216.4888 | 11216.4888 | 4660.3066 | 1264.6041 | 1461.5186 | 1461.5186 | 557.0523 | 0.00053373 | 1.0903 | 1.1419 | 0.0010816 | 4107.6179 | 4107.6179 | 4107.6179 | 3215.5249 | 1279.7762 | 1479.6883 | 1479.6883 | 546.3948 | 321.9688 | 321.9688 | 321.9688 | 323.2621 | 62840 | 2329.5881 | 2329.5881 | 2329.5882 | 1150.7876 | 18367.378 | 18381.2418 | 18381.2418 | 10193.2385 | 820.2856 | 835.7592 | 835.7592 | 593.9512 | 7.0984e-05 | 0.6391 | 0.66978 | 0.00010851 | 258.2705 | 258.2705 | 258.2705 | 378.2818 | 843.0462 | 860.3101 | 860.3101 | 649.3474 | 990.7312 | 990.7312 | 990.7312 | 930.7073 | 62840 | 993.2889 | 993.2889 | 993.2889 | 559.1489 | 14298.7513 | 14450.9085 | 14450.9085 | 7384.2826 | 687.3601 | 864.7391 | 864.7391 | 440.5957 | 0.00026473 | 1.8001 | 1.886 | 0.0004053 | 4240.2583 | 4240.2584 | 4240.2584 | 2837.2431 | 704.376 | 886.7223 | 886.7223 | 428.4386 | 491.5631 | 491.5631 | 491.5631 | 435.102 | 314.114 | 357.7119 | 359.9016 | 305.6962 | 345.0544 | 385.4379 | 387.4612 | 299.7104
62840 | 32601.0145 | 32601.015 | 32601.015 | 23074.3338 | 43633.7067 | 43637.6278 | 43637.6278 | 22232.2399 | 2316.8607 | 2317.1994 | 2317.1994 | 1801.6696 | 1817.1909 | 1817.191 | 1817.191 | 1862.2238 | 62840 | 391.0274 | 391.0274 | 391.0274 | 487.2761 | 9949.577 | 10324.9819 | 10324.9819 | 4191.2881 | 1271.4698 | 1470.2678 | 1470.2678 | 619.6196 | 0.00079384 | 1.108 | 1.1602 | 0.0016218 | 4650.6248 | 4650.6249 | 4650.6249 | 3893.3422 | 1286.7535 | 1488.6224 | 1488.6224 | 608.2915 | 320.9007 | 320.9007 | 320.9007 | 352.4034 | 62840 | 1344.4722 | 1344.4722 | 1344.4722 | 1371.9545 | 18665.8521 | 18716.528 | 18716.528 | 10397.4594 | 809.0478 | 824.2656 | 824.2656 | 657.986 | 9.5241e-05 | 0.63545 | 0.66576 | 0.0001638 | 283.1116 | 283.1116 | 283.1116 | 386.5253 | 831.1678 | 848.1603 | 848.1603 | 718.8379 | 1002.5022 | 1002.5022 | 1002.5022 | 1038.1833 | 62840 | 580.9473 | 580.9473 | 580.9473 | 656.4126 | 15133.788 | 15462.438 | 15462.438 | 7649.0802 | 678.7056 | 858.1799 | 858.1799 | 488.8738 | 0.0003785 | 1.8226 | 1.909 | 0.00064677 | 4819.7786 | 4819.7787 | 4819.7787 | 3506.8168 | 695.4247 | 879.9624 | 879.9624 | 475.023 | 494.458 | 494.4581 | 494.4581 | 483.0911 | 316.8649 | 361.5391 | 363.7286 | 339.4351 | 347.3536 | 388.7151 | 390.738 | 333.2669
60060 | 36646.782 | 36646.7826 | 36646.7826 | 28251.3159 | 49544.9297 | 49549.7925 | 49549.7925 | 27240.8813 | 2316.8607 | 2317.1994 | 2317.1994 | 1801.6696 | 1817.1909 | 1817.191 | 1817.191 | 1862.2238 | 60060 | 526.7051 | 526.7051 | 526.7051 | 492.4053 | 12805.8509 | 12991.6417 | 12991.6417 | 5882.3386 | 1271.4698 | 1470.2678 | 1470.2678 | 619.6196 | 0.00079384 | 1.108 | 1.1602 | 0.0016218 | 4650.6248 | 4650.6249 | 4650.6249 | 3893.3422 | 1286.7535 | 1488.6224 | 1488.6224 | 608.2915 | 320.9007 | 320.9007 | 320.9007 | 352.4034 | 60060 | 2493.3449 | 2493.345 | 2493.345 | 1514.1951 | 20781.678 | 20785.1148 | 20785.1148 | 12395.8287 | 809.0478 | 824.2656 | 824.2656 | 657.986 | 9.5241e-05 | 0.63545 | 0.66576 | 0.0001638 | 283.1116 | 283.1116 | 283.1116 | 386.5253 | 831.1678 | 848.1603 | 848.1603 | 718.8379 | 1002.5022 | 1002.5022 | 1002.5022 | 1038.1833 | 60060 | 1044.8758 | 1044.8758 | 1044.8758 | 686.5806 | 16097.2841 | 16281.6488 | 16281.6488 | 8969.6441 | 678.7056 | 858.1799 | 858.1799 | 488.8738 | 0.0003785 | 1.8226 | 1.909 | 0.00064677 | 4819.7786 | 4819.7787 | 4819.7787 | 3506.8168 | 695.4247 | 879.9624 | 879.9624 | 475.023 | 494.458 | 494.4581 | 494.4581 | 483.0911 | 316.8649 | 361.5391 | 363.7286 | 339.4351 | 347.3536 | 388.7151 | 390.738 | 333.2669
60060 | 36646.782 | 36646.7826 | 36646.7826 | 28251.3159 | 49544.9297 | 49549.7925 | 49549.7925 | 27240.8813 | 2292.4328 | 2292.8085 | 2292.8085 | 1977.8208 | 1816.95 | 1816.95 | 1816.95 | 2043.6958 | 60060 | 388.8278 | 388.8278 | 388.8278 | 520.2939 | 11609.1467 | 11951.7589 | 11951.7589 | 5368.9985 | 1240.5293 | 1436.3381 | 1436.3381 | 677.7567 | 0.0011817 | 1.11 | 1.1626 | 0.0024255 | 5167.3041 | 5167.3041 | 5167.3041 | 4634.347 | 1255.973 | 1454.9146 | 1454.9146 | 665.6394 | 326.273 | 326.273 | 326.273 | 393.9315 | 60060 | 1419.647 | 1419.647 | 1419.647 | 1244.8299 | 21069.6036 | 21110.9112 | 21110.9112 | 12619.4849 | 802.3594 | 815.9825 | 815.9825 | 720.6513 | 0.00012811 | 0.62589 | 0.65556 | 0.00025069 | 307.5842 | 307.5843 | 307.5843 | 394.576 | 825.6332 | 841.0017 | 841.0017 | 788.4335 | 996.9939 | 996.994 | 996.994 | 1129.3555 | 60060 | 586.5931 | 586.5931 | 586.5931 | 644.1008 | 16947.1829 | 17253.3503 | 17253.3503 | 9259.328 | 678.5368 | 856.5341 | 856.5341 | 538.4162 | 0.00056402 | 1.8421 | 1.9296 | 0.0010328 | 5366.3648 | 5366.365 | 5366.365 | 4239.771 | 695.9185 | 879.1159 | 879.1159 | 524.2838 | 494.398 | 494.398 | 494.398 | 533.1621 | 316.2202 | 361.6572 | 363.8422 | 371.2379 | 344.999 | 387.0215 | 389.0407 | 364.2268
57280 | 40483.3546 | 40483.3553 | 40483.3554 | 33932.7903 | 55109.159 | 55115.0663 | 55115.0663 | 32739.2232 | 2292.4328 | 2292.8085 | 2292.8085 | 1977.8208 | 1816.95 | 1816.95 | 1816.95 | 2043.6958 | 57280 | 549.1979 | 549.1979 | 549.1979 | 574.8357 | 14431.2704 | 14641.7159 | 14641.7159 | 7219.476 | 1240.5293 | 1436.3381 | 1436.3381 | 677.7567 | 0.0011817 | 1.11 | 1.1626 | 0.0024255 | 5167.3041 | 5167.3041 | 5167.3041 | 4634.347 | 1255.973 | 1454.9146 | 1454.9146 | 665.6394 | 326.273 | 326.273 | 326.273 | 393.9315 | 57280 | 2645.4267 | 2645.4268 | 2645.4268 | 1894.7783 | 23057.9223 | 23059.3392 | 23059.3392 | 14811.33 | 802.3594 | 815.9825 | 815.9825 | 720.6513 | 0.00012811 | 0.62589 | 0.65556 | 0.00025069 | 307.5842 | 307.5843 | 307.5843 | 394.576 | 825.6332 | 841.0017 | 841.0017 | 788.4335 | 996.9939 | 996.994 | 996.994 | 1129.3555 | 57280 | 1099.9385 | 1099.9385 | 1099.9385 | 838.0899 | 17790.7322 | 17993.8535 | 17993.8535 | 10716.8368 | 678.5368 | 856.5341 | 856.5341 | 538.4162 | 0.00056402 | 1.8421 | 1.9296 | 0.0010328 | 5366.3648 | 5366.365 | 5366.365 | 4239.771 | 695.9185 | 879.1159 | 879.1159 | 524.2838 | 494.398 | 494.398 | 494.398 | 533.1621 | 316.2202 | 361.6572 | 363.8422 | 371.2379 | 344.999 | 387.0215 | 389.0407 | 364.2268
57280 | 40483.3546 | 40483.3553 | 40483.3554 | 33932.7903 | 55109.159 | 55115.0663 | 55115.0663 | 32739.2232 | 2287.9191 | 2288.3317 | 2288.3317 | 2152.1366 | 1812.46 | 1812.4601 | 1812.4601 | 2223.2489 | 57280 | 405.3053 | 405.3053 | 405.3053 | 575.0709 | 13157.4002 | 13507.603 | 13507.603 | 6634.1625 | 1193.5158 | 1384.7505 | 1384.7505 | 733.8057 | 0.0017847 | 1.0569 | 1.107 | 0.0036876 | 5674.1715 | 5674.1716 | 5674.1716 | 5475.9963 | 1207.3664 | 1401.5577 | 1401.5577 | 718.7657 | 331.4177 | 331.4177 | 331.4177 | 435.8289 | 57280 | 1571.2934 | 1571.2934 | 1571.2934 | 1239.9146 | 23347.9527 | 23388.7307 | 23388.7307 | 15067.0933 | 817.7234 | 828.4091 | 828.4091 | 793.9791 | 0.00017662 | 0.67545 | 0.70748 | 0.00036119 | 329.978 | 329.9781 | 329.9781 | 403.4966 | 839.1108 | 851.7041 | 851.7041 | 868.2915 | 991.4647 | 991.4647 | 991.4647 | 1223.0102 | 57280 | 632.558 | 632.5581 | 632.5581 | 673.4397 | 18676.651 | 18991.9831 | 18991.9831 | 11046.3871 | 696.123 | 872.3044 | 872.3044 | 583.6911 | 0.000857 | 1.7848 | 1.8693 | 0.0016637 | 5895.9582 | 5895.9584 | 5895.9584 | 5072.4996 | 712.8553 | 894.0407 | 894.0407 | 565.6683 | 490.2815 | 490.2815 | 490.2815 | 578.4684 | 327.5915 | 375.6289 | 377.902 | 419.0855 | 354.5783 | 398.831 | 400.9256 | 411.0382
54500 | 44088.261 | 44088.2619 | 44088.2619 | 40113.4222 | 60303.2197 | 60310.2741 | 60310.2741 | 38722.1629 | 2287.9191 | 2288.3317 | 2288.3317 | 2152.1366 | 1812.46 | 1812.4601 | 1812.4601 | 2223.2489 | 54500 | 553.6696 | 553.6697 | 553.6697 | 636.5335 | 15873.0212 | 16062.6703 | 16062.6703 | 8632.3312 | 1193.5158 | 1384.7505 | 1384.7505 | 733.8057 | 0.0017847 | 1.0569 | 1.107 | 0.0036876 | 5674.1715 | 5674.1716 | 5674.1716 | 5475.9963 | 1207.3664 | 1401.5577 | 1401.5577 | 718.7657 | 331.4177 | 331.4177 | 331.4177 | 435.8289 | 54500 | 2698.465 | 2698.4651 | 2698.4651 | 2160.0536 | 25226.2233 | 25231.9918 | 25231.9918 | 17480.9437 | 817.7234 | 828.4091 | 828.4091 | 793.9791 | 0.00017662 | 0.67545 | 0.70748 | 0.00036119 | 329.978 | 329.9781 | 329.9781 | 403.4966 | 839.1108 | 851.7041 | 851.7041 | 868.2915 | 991.4647 | 991.4647 | 991.4647 | 1223.0102 | 54500 | 1107.1154 | 1107.1154 | 1107.1154 | 934.7025 | 19393.1716 | 19581.5348 | 19581.5348 | 12618.9449 | 696.123 | 872.3044 | 872.3044 | 583.6911 | 0.000857 | 1.7848 | 1.8693 | 0.0016637 | 5895.9582 | 5895.9584 | 5895.9584 | 5072.4996 | 712.8553 | 894.0407 | 894.0407 | 565.6683 | 490.2815 | 490.2815 | 490.2815 | 578.4684 | 327.5915 | 375.6289 | 377.902 | 419.0855 | 354.5783 | 398.831 | 400.9256 | 411.0382
54500 | 44088.261 | 44088.2619 | 44088.2619 | 40113.4222 | 60303.2197 | 60310.2741 | 60310.2741 | 38722.1629 | 2311.5092 | 2311.9587 | 2311.9587 | 2324.5436 | 1819.2149 | 1819.2149 | 1819.2149 | 2400.8018 | 54500 | 409.8642 | 409.8642 | 409.8642 | 598.1402 | 14615.009 | 14995.0689 | 14995.0689 | 8002.9157 | 1142.629 | 1335.5108 | 1335.5108 | 793.9162 | 0.0026967 | 1.0927 | 1.1446 | 0.0055767 | 6150.4658 | 6150.4659 | 6150.4659 | 6379.5213 | 1156.3574 | 1352.3232 | 1352.3232 | 778.8626 | 329.6708 | 329.6708 | 329.6708 | 463.4033 | 54500 | 1728.2245 | 1728.2245 | 1728.2245 | 1206.1236 | 25501.8281 | 25551.326 | 25551.326 | 17755.9173 | 830.1363 | 840.7308 | 840.7308 | 854.5642 | 0.00026149 | 0.64382 | 0.674 | 0.00055652 | 347.4982 | 347.4983 | 347.4983 | 411.9847 | 853.7176 | 866.132 | 866.132 | 935.4375 | 997.6266 | 997.6266 | 997.6266 | 1325.6546 | 54500 | 686.1976 | 686.1976 | 686.1976 | 690.1318 | 20262.7267 | 20600.3432 | 20600.3432 | 12973.3869 | 731.4508 | 909.3686 | 909.3686 | 629.7387 | 0.0013537 | 1.8326 | 1.9194 | 0.0026866 | 6387.9286 | 6387.9288 | 6387.9288 | 5967.5366 | 749.5327 | 932.6346 | 932.6346 | 610.8856 | 492.5511 | 492.5512 | 492.5512 | 627.111 | 326.7566 | 375.4016 | 377.6669 | 450.4662 | 351.7596 | 396.5065 | 398.5928 | 441.4287
51720 | 47453.8047 | 47453.8057 | 47453.8057 | 46787.6511 | 65139.4734 | 65147.7777 | 65147.7777 | 45184.3942 | 2311.5092 | 2311.9587 | 2311.9587 | 2324.5436 | 1819.2149 | 1819.2149 | 1819.2149 | 2400.8018 | 51720 | 551.906 | 551.9061 | 551.9061 | 690.1211 | 17204.996 | 17369.7212 | 17369.7212 | 10168.1537 | 1142.629 | 1335.5108 | 1335.5108 | 793.9162 | 0.0026967 | 1.0927 | 1.1446 | 0.0055767 | 6150.4658 | 6150.4659 | 6150.4659 | 6379.5213 | 1156.3574 | 1352.3232 | 1352.3232 | 778.8626 | 329.6708 | 329.6708 | 329.6708 | 463.4033 | 51720 | 2745.3115 | 2745.3115 | 2745.3115 | 2479.1963 | 27249.5787 | 27264.5648 | 27264.5648 | 20356.4335 | 830.1363 | 840.7308 | 840.7308 | 854.5642 | 0.00026149 | 0.64382 | 0.674 | 0.00055652 | 347.4982 | 347.4983 | 347.4983 | 411.9847 | 853.7176 | 866.132 | 866.132 | 935.4375 | 997.6266 | 997.6266 | 997.6266 | 1325.6546 | 51720 | 1117.0974 | 1117.0975 | 1117.0975 | 1053.2368 | 20890.8739 | 21062.2809 | 21062.2809 | 14671.6489 | 731.4508 | 909.3686 | 909.3686 | 629.7387 | 0.0013537 | 1.8326 | 1.9194 | 0.0026866 | 6387.9286 | 6387.9288 | 6387.9288 | 5967.5366 | 749.5327 | 932.6346 | 932.6346 | 610.8856 | 492.5511 | 492.5512 | 492.5512 | 627.111 | 326.7566 | 375.4016 | 377.6669 | 450.4662 | 351.7596 | 396.5065 | 398.5928 | 441.4287
51720 | 47453.8047 | 47453.8057 | 47453.8057 | 46787.6511 | 65139.4734 | 65147.7777 | 65147.7777 | 45184.3942 | 2363.2484 | 2363.7348 | 2363.7348 | 2494.9618 | 1847.389 | 1847.3891 | 1847.3891 | 2576.2659 | 51720 | 426.2601 | 426.2601 | 426.2601 | 630.2503 | 15998.6368 | 16414.4706 | 16414.4706 | 9496.6652 | 1081.196 | 1278.6531 | 1278.6531 | 853.2306 | 0.0040628 | 1.1057 | 1.1573 | 0.0083982 | 6597.4009 | 6597.4009 | 6597.4009 | 7345.7837 | 1093.8271 | 1294.4194 | 1294.4194 | 837.6249 | 335.5044 | 335.5044 | 335.5044 | 497.0971 | 51720 | 1875.1808 | 1875.1809 | 1875.1809 | 1124.7701 | 27507.1765 | 27566.3056 | 27566.3056 | 20649.4966 | 855.6478 | 866.566 | 866.566 | 916.1442 | 0.00038896 | 0.66341 | 0.694 | 0.0008381 | 359.6263 | 359.6265 | 359.6265 | 418.073 | 880.0557 | 892.8561 | 892.8561 | 1002.01 | 1013.0928 | 1013.0928 | 1013.0928 | 1423.0447 | 51720 | 740.8059 | 740.8059 | 740.8059 | 689.8478 | 21722.9345 | 22087.9434 | 22087.9434 | 15050.0743 | 775.2474 | 957.2836 | 957.2836 | 676.377 | 0.0021574 | 1.8538 | 1.9399 | 0.0043082 | 6845.137 | 6845.1372 | 6845.1372 | 6927.7108 | 794.123 | 981.4285 | 981.4285 | 656.0221 | 499.4826 | 499.4826 | 499.4826 | 672.7999 | 329.1722 | 378.5267 | 380.7819 | 482.5741 | 353.8908 | 399.3198 | 401.3993 | 473.5008
48940 | 50594.5654 | 50594.5666 | 50594.5666 | 53949.6703 | 69656.2096 | 69665.8662 | 69665.8662 | 52120.3881 | 2363.2484 | 2363.7348 | 2363.7348 | 2494.9618 | 1847.389 | 1847.3891 | 1847.3891 | 2576.2659 | 48940 | 557.2795 | 557.2795 | 557.2795 | 751.6795 | 18423.3014 | 18565.1143 | 18565.1143 | 11825.2623 | 1081.196 | 1278.6531 | 1278.6531 | 853.2306 | 0.0040628 | 1.1057 | 1.1573 | 0.0083982 | 6597.4009 | 6597.4009 | 6597.4009 | 7345.7837 | 1093.8271 | 1294.4194 | 1294.4194 | 837.6249 | 335.5044 | 335.5044 | 335.5044 | 497.0971 | 48940 | 2785.7159 | 2785.716 | 2785.716 | 2831.2942 | 29143.1636 | 29166.7077 | 29166.7077 | 23435.0844 | 855.6478 | 866.566 | 866.566 | 916.1442 | 0.00038896 | 0.66341 | 0.694 | 0.0008381 | 359.6263 | 359.6265 | 359.6265 | 418.073 | 880.0557 | 892.8561 | 892.8561 | 1002.01 | 1013.0928 | 1013.0928 | 1013.0928 | 1423.0447 | 48940 | 1127.348 | 1127.3481 | 1127.3481 | 1180.536 | 22310.4116 | 22466.1121 | 22466.1121 | 16873.8158 | 775.2474 | 957.2836 | 957.2836 | 676.377 | 0.0021574 | 1.8538 | 1.9399 | 0.0043082 | 6845.137 | 6845.1372 | 6845.1372 | 6927.7108 | 794.123 | 981.4285 | 981.4285 | 656.0221 | 499.4826 | 499.4826 | 499.4826 | 672.7999 | 329.1722 | 378.5267 | 380.7819 | 482.5741 | 353.8908 | 399.3198 | 401.3993 | 473.5008
48940 | 50594.5654 | 50594.5666 | 50594.5666 | 53949.6703 | 69656.2096 | 69665.8662 | 69665.8662 | 52120.3881 | 2437.4916 | 2438.0148 | 2438.0148 | 2663.304 | 1895.0284 | 1895.0285 | 1895.0285 | 2749.5443 | 48940 | 443.2795 | 443.2795 | 443.2795 | 655.4096 | 17295.0162 | 17748.7334 | 17748.7334 | 11111.2331 | 1017.3978 | 1222.2261 | 1222.2261 | 911.8555 | 0.0061132 | 1.1489 | 1.2007 | 0.012615 | 7018.5936 | 7018.5936 | 7018.5936 | 8375.4869 | 1028.9921 | 1237.0767 | 1237.0767 | 896.0246 | 343.051 | 343.051 | 343.051 | 528.2972 | 48940 | 1999.9261 | 1999.9262 | 1999.9262 | 1013.6547 | 29385.9526 | 29454.7985 | 29454.7985 | 23747.4087 | 889.0892 | 900.7673 | 900.7673 | 977.0207 | 0.00057755 | 0.67986 | 0.71043 | 0.0012535 | 367.2882 | 367.2885 | 367.2885 | 421.298 | 914.9016 | 928.5179 | 928.5179 | 1068.1176 | 1039.9722 | 1039.9722 | 1039.9722 | 1519.8257 | 48940 | 790.8212 | 790.8213 | 790.8213 | 682.9175 | 23085.3814 | 23479.9093 | 23479.9093 | 17275.5209 | 818.4093 | 1006.8917 | 1006.8917 | 721.7921 | 0.0034503 | 1.9194 | 2.0059 | 0.0068921 | 7272.0842 | 7272.0845 | 7272.0845 | 7954.1889 | 838.2132 | 1032.1582 | 1032.1582 | 699.9099 | 512.8054 | 512.8055 | 512.8055 | 719.4022 | 335.3449 | 385.7607 | 388.0101 | 515.3459 | 360.6573 | 407.0626 | 409.1366 | 506.0944
46160 | 53545.0474 | 53545.0487 | 53545.0487 | 61593.4034 | 73908.2494 | 73919.3605 | 73919.3605 | 59524.3731 | 2437.4916 | 2438.0148 | 2438.0148 | 2663.304 | 1895.0284 | 1895.0285 | 1895.0285 | 2749.5443 | 46160 | 565.5327 | 565.5327 | 565.5327 | 813.2566 | 19528.0846 | 19652.8423 | 19652.8423 | 13602.1815 | 1017.3978 | 1222.2261 | 1222.2261 | 911.8555 | 0.0061132 | 1.1489 | 1.2007 | 0.012615 | 7018.5936 | 7018.5936 | 7018.5936 | 8375.4869 | 1028.9921 | 1237.0767 | 1237.0767 | 896.0246 | 343.051 | 343.051 | 343.051 | 528.2972 | 46160 | 2832.5565 | 2832.5566 | 2832.5566 | 3211.4608 | 30935.8157 | 30966.8083 | 30966.8083 | 26716.7756 | 889.0892 | 900.7673 | 900.7673 | 977.0207 | 0.00057755 | 0.67986 | 0.71043 | 0.0012535 | 367.2882 | 367.2885 | 367.2885 | 421.298 | 914.9016 | 928.5179 | 928.5179 | 1068.1176 | 1039.9722 | 1039.9722 | 1039.9722 | 1519.8257 | 46160 | 1144.0197 | 1144.0198 | 1144.0198 | 1317.0206 | 23676.2564 | 23820.8956 | 23820.8956 | 19221.2703 | 818.4093 | 1006.8917 | 1006.8917 | 721.7921 | 0.0034503 | 1.9194 | 2.0059 | 0.0068921 | 7272.0842 | 7272.0845 | 7272.0845 | 7954.1889 | 838.2132 | 1032.1582 | 1032.1582 | 699.9099 | 512.8054 | 512.8055 | 512.8055 | 719.4022 | 335.3449 | 385.7607 | 388.0101 | 515.3459 | 360.6573 | 407.0626 | 409.1366 | 506.0944
46160 | 53545.0474 | 53545.0487 | 53545.0487 | 61593.4034 | 73908.2494 | 73919.3605 | 73919.3605 | 59524.3731 | 2526.7524 | 2527.3123 | 2527.3123 | 2829.4743 | 1951.298 | 1951.298 | 1951.298 | 2920.5312 | 46160 | 461.271 | 461.271 | 461.271 | 679.3548 | 18501.726 | 18990.2413 | 18990.2413 | 12847.0501 | 960.6305 | 1174.3503 | 1174.3503 | 969.7146 | 0.0091916 | 1.1948 | 1.2466 | 0.018928 | 7418.3657 | 7418.3657 | 7418.3657 | 9467.7775 | 971.1542 | 1188.26 | 1188.26 | 953.7678 | 352.8746 | 352.8746 | 352.8746 | 559.479 | 46160 | 2102 | 2102 | 2102 | 872.6324 | 31164.3329 | 31241.5669 | 31241.5669 | 27047.7804 | 926.7766 | 939.3882 | 939.3882 | 1037.2534 | 0.00085409 | 0.70182 | 0.73244 | 0.001866 | 372.442 | 372.4424 | 372.4424 | 420.6776 | 953.9581 | 968.5808 | 968.5808 | 1133.3658 | 1071.0829 | 1071.083 | 1071.083 | 1614.9128 | 46160 | 832.4137 | 832.4137 | 832.4137 | 667.0356 | 24378.8144 | 24801.2067 | 24801.2067 | 19645.397 | 854.481 | 1050.7321 | 1050.7321 | 766.6296 | 0.0055224 | 1.9892 | 2.0756 | 0.011017 | 7674.5711 | 7674.5714 | 7674.5714 | 9047.0999 | 874.978 | 1076.9013 | 1076.9013 | 743.1415 | 528.2259 | 528.2259 | 528.2259 | 765.4174 | 344.0502 | 395.7478 | 397.9906 | 547.8518 | 370.4864 | 418.112 | 420.181 | 538.6687
43380 | 56348.4496 | 56348.4511 | 56348.4511 | 69712.4801 | 77958.3677 | 77971.0352 | 77971.0352 | 67390.3117 | 2526.7524 | 2527.3123 | 2527.3123 | 2829.4743 | 1951.298 | 1951.298 | 1951.298 | 2920.5312 | 43380 | 577.8357 | 577.8357 | 577.8357 | 875.9967 | 20526.8801 | 20641.9189 | 20641.9189 | 15498.5247 | 960.6305 | 1174.3503 | 1174.3503 | 969.7146 | 0.0091916 | 1.1948 | 1.2466 | 0.018928 | 7418.3657 | 7418.3657 | 7418.3657 | 9467.7775 | 971.1542 | 1188.26 | 1188.26 | 953.7678 | 352.8746 | 352.8746 | 352.8746 | 559.479 | 43380 | 2892.4539 | 2892.4541 | 2892.4541 | 3616.825 | 32655.0373 | 32691.6204 | 32691.6204 | 30198.5373 | 926.7766 | 939.3882 | 939.3882 | 1037.2534 | 0.00085409 | 0.70182 | 0.73244 | 0.001866 | 372.442 | 372.4424 | 372.4424 | 420.6776 | 953.9581 | 968.5808 | 968.5808 | 1133.3658 | 1071.0829 | 1071.083 | 1071.083 | 1614.9128 | 43380 | 1167.4816 | 1167.4817 | 1167.4817 | 1460.8248 | 25013.9118 | 25152.8662 | 25152.8662 | 21711.3304 | 854.481 | 1050.7321 | 1050.7321 | 766.6296 | 0.0055224 | 1.9892 | 2.0756 | 0.011017 | 7674.5711 | 7674.5714 | 7674.5714 | 9047.0999 | 874.978 | 1076.9013 | 1076.9013 | 743.1415 | 528.2259 | 528.2259 | 528.2259 | 765.4174 | 344.0502 | 395.7478 | 397.9906 | 547.8518 | 370.4864 | 418.112 | 420.181 | 538.6687
43380 | 56348.4496 | 56348.4511 | 56348.4511 | 69712.4801 | 77958.3677 | 77971.0352 | 77971.0352 | 67390.3117 | 2625.292 | 2625.8883 | 2625.8883 | 2993.3674 | 2007.0614 | 2007.0615 | 2007.0615 | 3089.11 | 43380 | 479.0312 | 479.0312 | 479.0312 | 700.0515 | 19617.1162 | 20135.8015 | 20135.8015 | 14703.7345 | 923.323 | 1146.79 | 1146.79 | 1027.0632 | 0.013817 | 1.2394 | 1.2914 | 0.028387 | 7801.6208 | 7801.6208 | 7801.6208 | 10621.1143 | 933.0016 | 1159.9978 | 1159.9978 | 1011.2322 | 363.5254 | 363.5254 | 363.5254 | 590.2904 | 43380 | 2192.8929 | 2192.893 | 2192.893 | 701.5747 | 32871.7489 | 32955.9888 | 32955.9888 | 30548.042 | 965.629 | 979.2427 | 979.2427 | 1096.4178 | 0.0012548 | 0.72611 | 0.75678 | 0.0027625 | 376.6316 | 376.6321 | 376.6321 | 415.5112 | 994.1195 | 1009.827 | 1009.827 | 1197.3481 | 1101.3012 | 1101.3013 | 1101.3013 | 1708.5985 | 43380 | 868.4835 | 868.4836 | 868.4836 | 642.306 | 25634.8269 | 26081.9398 | 26081.9398 | 22156.6158 | 879.7437 | 1084.5335 | 1084.5335 | 810.749 | 0.0088439 | 2.0574 | 2.1439 | 0.017606 | 8058.527 | 8058.5274 | 8058.5274 | 10205.6031 | 900.6853 | 1111.3777 | 1111.3777 | 785.6403 | 543.1278 | 543.1278 | 543.1278 | 810.7835 | 354.1375 | 407.3051 | 409.5412 | 579.849 | 381.4236 | 430.4116 | 432.4746 | 570.81
40600 | 59045.0744 | 59045.0761 | 59045.0761 | 78300.2059 | 81871.1085 | 81885.4337 | 81885.4337 | 75711.8731 | 2625.292 | 2625.8883 | 2625.8883 | 2993.3674 | 2007.0614 | 2007.0615 | 2007.0615 | 3089.11 | 40600 | 592.4724 | 592.4724 | 592.4724 | 940.9557 | 21434.3849 | 21546.749 | 21546.749 | 17514.9601 | 923.323 | 1146.79 | 1146.79 | 1027.0632 | 0.013817 | 1.2394 | 1.2914 | 0.028387 | 7801.6208 | 7801.6208 | 7801.6208 | 10621.1143 | 933.0016 | 1159.9978 | 1159.9978 | 1011.2322 | 363.5254 | 363.5254 | 363.5254 | 590.2904 | 40600 | 2962.9692 | 2962.9694 | 2962.9694 | 4048.3291 | 34328.8701 | 34369.4433 | 34369.4433 | 33876.6696 | 965.629 | 979.2427 | 979.2427 | 1096.4178 | 0.0012548 | 0.72611 | 0.75678 | 0.0027625 | 376.6316 | 376.6321 | 376.6321 | 415.5112 | 994.1195 | 1009.827 | 1009.827 | 1197.3481 | 1101.3012 | 1101.3013 | 1101.3013 | 1708.5985 | 40600 | 1195.1534 | 1195.1535 | 1195.1535 | 1611.6722 | 26343.2595 | 26481.8716 | 26481.8716 | 24340.696 | 879.7437 | 1084.5335 | 1084.5335 | 810.749 | 0.0088439 | 2.0574 | 2.1439 | 0.017606 | 8058.527 | 8058.5274 | 8058.5274 | 10205.6031 | 900.6853 | 1111.3777 | 1111.3777 | 785.6403 | 543.1278 | 543.1278 | 543.1278 | 810.7835 | 354.1375 | 407.3051 | 409.5412 | 579.849 | 381.4236 | 430.4116 | 432.4746 | 570.81
40600 | 59045.0744 | 59045.0761 | 59045.0761 | 78300.2059 | 81871.1085 | 81885.4337 | 81885.4337 | 75711.8731 | 2731.2664 | 2731.8988 | 2731.8988 | 3154.8662 | 2063.0249 | 2063.025 | 2063.025 | 3255.1517 | 40600 | 496.3754 | 496.3754 | 496.3754 | 714.6249 | 20646.9839 | 21190.2367 | 21190.2367 | 16683.1675 | 916.4369 | 1150.6344 | 1150.6344 | 1084.2237 | 0.020768 | 1.2851 | 1.3372 | 0.042564 | 8173.0444 | 8173.0445 | 8173.0445 | 11832.6583 | 925.6524 | 1163.5352 | 1163.5352 | 1068.766 | 373.6102 | 373.6103 | 373.6103 | 617.478 | 40600 | 2286.9871 | 2286.9873 | 2286.9873 | 495.1823 | 34535.7571 | 34625.1788 | 34625.1788 | 34243.6287 | 1004.5472 | 1019.2796 | 1019.2796 | 1154.2587 | 0.0018259 | 0.75083 | 0.78147 | 0.0040604 | 379.942 | 379.9426 | 379.9426 | 404.7606 | 1034.1873 | 1051.0982 | 1051.0982 | 1259.6622 | 1132.1274 | 1132.1274 | 1132.1274 | 1803.1445 | 40600 | 905.5997 | 905.5998 | 905.5998 | 607.2681 | 26880.9294 | 27349.0856 | 27349.0856 | 24805.5295 | 893.4616 | 1107.6423 | 1107.6423 | 854.16 | 0.014171 | 2.1289 | 2.2156 | 0.02814 | 8429.3221 | 8429.3226 | 8429.3227 | 11427.8976 | 914.5121 | 1134.8517 | 1134.8517 | 827.3432 | 558.0497 | 558.0498 | 558.0498 | 856.3578 | 364.8687 | 419.5859 | 421.812 | 610.7645 | 392.602 | 443.0415 | 445.0965 | 602.1663
37820 | 61668.9819 | 61668.9838 | 61668.9838 | 87349.5276 | 85710.1376 | 85726.2208 | 85726.2208 | 84482.4011 | 2731.2664 | 2731.8988 | 2731.8988 | 3154.8662 | 2063.0249 | 2063.025 | 2063.025 | 3255.1517 | 37820 | 606.364 | 606.364 | 606.364 | 1001.9639 | 22272.9084 | 22390.97 | 22390.97 | 19654.3369 | 916.4369 | 1150.6344 | 1150.6344 | 1084.2237 | 0.020768 | 1.2851 | 1.3372 | 0.042564 | 8173.0444 | 8173.0445 | 8173.0445 | 11832.6583 | 925.6524 | 1163.5352 | 1163.5352 | 1068.766 | 373.6102 | 373.6103 | 373.6103 | 617.478 | 37820 | 3036.9032 | 3036.9034 | 3036.9034 | 4517.5595 | 35982.4547 | 36024.8641 | 36024.8641 | 37745.4895 | 1004.5472 | 1019.2796 | 1019.2796 | 1154.2587 | 0.0018259 | 0.75083 | 0.78147 | 0.0040604 | 379.942 | 379.9426 | 379.9426 | 404.7606 | 1034.1873 | 1051.0982 | 1051.0982 | 1259.6622 | 1132.1274 | 1132.1274 | 1132.1274 | 1803.1445 | 37820 | 1223.7083 | 1223.7085 | 1223.7085 | 1773.4066 | 27679.2526 | 27823.6403 | 27823.6403 | 27105.5435 | 893.4616 | 1107.6423 | 1107.6423 | 854.16 | 0.014171 | 2.1289 | 2.2156 | 0.02814 | 8429.3221 | 8429.3226 | 8429.3227 | 11427.8976 | 914.5121 | 1134.8517 | 1134.8517 | 827.3432 | 558.0497 | 558.0498 | 558.0498 | 856.3578 | 364.8687 | 419.5859 | 421.812 | 610.7645 | 392.602 | 443.0415 | 445.0965 | 602.1663
37820 | 61668.9819 | 61668.9838 | 61668.9838 | 87349.5276 | 85710.1376 | 85726.2208 | 85726.2208 | 84482.4011 | 2847.1211 | 2847.7892 | 2847.7892 | 3313.8394 | 2129.117 | 2129.117 | 2129.117 | 3418.5123 | 37820 | 518.4323 | 518.4324 | 518.4324 | 727.7818 | 21602.756 | 22163.9662 | 22163.9662 | 18788.6062 | 945.5788 | 1191.3445 | 1191.3445 | 1141.0227 | 0.031215 | 1.3355 | 1.3876 | 0.063815 | 8537.2194 | 8537.2195 | 8537.2196 | 13098.4284 | 954.8902 | 1204.4918 | 1204.4918 | 1126.2018 | 388.2079 | 388.2079 | 388.2079 | 648.5678 | 37820 | 2384.2831 | 2384.2833 | 2384.2833 | 236.6542 | 36182.4333 | 36275.5255 | 36275.5255 | 38128.9983 | 1044.0028 | 1060.0398 | 1060.0398 | 1210.0548 | 0.0026247 | 0.78984 | 0.82081 | 0.0059124 | 381.3979 | 381.3988 | 381.3988 | 388.0157 | 1074.8501 | 1093.1881 | 1093.1881 | 1319.7379 | 1166.7004 | 1166.7004 | 1166.7004 | 1893.7504 | 37820 | 945.1269 | 945.127 | 945.127 | 554.8671 | 28139.6439 | 28623.8453 | 28623.8453 | 27587.7655 | 898.0635 | 1122.249 | 1122.249 | 897.0912 | 0.022716 | 2.2063 | 2.2929 | 0.04499 | 8791.7588 | 8791.7595 | 8791.7595 | 12710.4127 | 919.1296 | 1149.7251 | 1149.7251 | 868.8563 | 574.8748 | 574.8749 | 574.8749 | 899.2648 | 376.5706 | 432.9891 | 435.2024 | 640.1365 | 404.4345 | 456.4199 | 458.4632 | 631.9193
35040 | 64254.8687 | 64254.8708 | 64254.8708 | 96852.9918 | 89539.4166 | 89557.357 | 89557.357 | 93694.8746 | 2847.1211 | 2847.7892 | 2847.7892 | 3313.8394 | 2129.117 | 2129.117 | 2129.117 | 3418.5123 | 35040 | 626.934 | 626.934 | 626.934 | 1075.2366 | 23071.3993 | 23204.0813 | 23204.0813 | 21919.4472 | 945.5788 | 1191.3445 | 1191.3445 | 1141.0227 | 0.031215 | 1.3355 | 1.3876 | 0.063815 | 8537.2194 | 8537.2195 | 8537.2196 | 13098.4284 | 954.8902 | 1204.4918 | 1204.4918 | 1126.2018 | 388.2079 | 388.2079 | 388.2079 | 648.5678 | 35040 | 3110.5586 | 3110.5589 | 3110.5589 | 5027.9718 | 37639.6241 | 37681.7366 | 37681.7366 | 41797.8696 | 1044.0028 | 1060.0398 | 1060.0398 | 1210.0548 | 0.0026247 | 0.78984 | 0.82081 | 0.0059124 | 381.3979 | 381.3988 | 381.3988 | 388.0157 | 1074.8501 | 1093.1881 | 1093.1881 | 1319.7379 | 1166.7004 | 1166.7004 | 1166.7004 | 1893.7504 | 35040 | 1252.8175 | 1252.8177 | 1252.8177 | 1945.089 | 29033.4175 | 29190.2718 | 29190.2718 | 30003.186 | 898.0635 | 1122.249 | 1122.249 | 897.0912 | 0.022716 | 2.2063 | 2.2929 | 0.04499 | 8791.7588 | 8791.7595 | 8791.7595 | 12710.4127 | 919.1296 | 1149.7251 | 1149.7251 | 868.8563 | 574.8748 | 574.8749 | 574.8749 | 899.2648 | 376.5706 | 432.9891 | 435.2024 | 640.1365 | 404.4345 | 456.4199 | 458.4632 | 631.9193
35040 | 64254.8687 | 64254.8708 | 64254.8708 | 96852.9918 | 89539.4166 | 89557.357 | 89557.357 | 93694.8746 | 2978.4157 | 2979.1188 | 2979.1188 | 3470.1389 | 2216.0321 | 2216.0321 | 2216.0321 | 3579.0299 | 35040 | 532.7496 | 532.7497 | 532.7497 | 718.0104 | 22504.1604 | 23073.6875 | 23073.6875 | 21025.0364 | 1012.1521 | 1273.946 | 1273.946 | 1199.8431 | 0.046907 | 1.4358 | 1.4888 | 0.095651 | 8898.3367 | 8898.337 | 8898.337 | 14410.7313 | 1021.9731 | 1287.8537 | 1287.8537 | 1185.9548 | 396.2111 | 396.2111 | 396.2111 | 660.8651 | 35040 | 2473.8873 | 2473.8876 | 2473.8876 | 89.8081 | 37834.9665 | 37928.4192 | 37928.4192 | 42195.4002 | 1085.863 | 1104.2954 | 1104.2954 | 1263.5021 | 0.0037197 | 0.8085 | 0.83885 | 0.0085258 | 379.3251 | 379.3263 | 379.3263 | 363.8992 | 1117.1684 | 1137.9576 | 1137.9576 | 1376.1351 | 1222.7376 | 1222.7376 | 1222.7376 | 2000.3331 | 35040 | 983.297 | 983.2972 | 983.2972 | 481.048 | 29429.0815 | 29923.0964 | 29923.0964 | 30500.0661 | 898.4702 | 1136.1156 | 1136.1156 | 939.4603 | 0.036444 | 2.3312 | 2.4182 | 0.071967 | 9150.4965 | 9150.4974 | 9150.4974 | 14046.8321 | 918.9151 | 1163.3034 | 1163.3034 | 909.0563 | 597.6257 | 597.6258 | 597.6258 | 942.113 | 388.9947 | 447.1174 | 449.3075 | 665.629 | 417.5995 | 471.2372 | 473.2623 | 658.571
32260 | 66849.0236 | 66849.0259 | 66849.0259 | 106802.695 | 93427.4151 | 93447.3102 | 93447.3102 | 103341.8607 | 2978.4157 | 2979.1188 | 2979.1188 | 3470.1389 | 2216.0321 | 2216.0321 | 2216.0321 | 3579.0299 | 32260 | 637.7074 | 637.7075 | 637.7075 | 1119.1945 | 23869.7407 | 24039.3616 | 24039.3616 | 24321.9907 | 1012.1521 | 1273.946 | 1273.946 | 1199.8431 | 0.046907 | 1.4358 | 1.4888 | 0.095651 | 8898.3367 | 8898.337 | 8898.337 | 14410.7313 | 1021.9731 | 1287.8537 | 1287.8537 | 1185.9548 | 396.2111 | 396.2111 | 396.2111 | 660.8651 | 32260 | 3214.9358 | 3214.9361 | 3214.9361 | 5650.7341 | 39321.3376 | 39356.9964 | 39356.9964 | 46021.0556 | 1085.863 | 1104.2954 | 1104.2954 | 1263.5021 | 0.0037197 | 0.8085 | 0.83885 | 0.0085258 | 379.3251 | 379.3263 | 379.3263 | 363.8992 | 1117.1684 | 1137.9576 | 1137.9576 | 1376.1351 | 1222.7376 | 1222.7376 | 1222.7376 | 2000.3331 | 32260 | 1291.3422 | 1291.3424 | 1291.3424 | 2138.0261 | 30414.0048 | 30599.3894 | 30599.3894 | 33027.2425 | 898.4702 | 1136.1156 | 1136.1156 | 939.4603 | 0.036444 | 2.3312 | 2.4182 | 0.071967 | 9150.4965 | 9150.4974 | 9150.4974 | 14046.8321 | 918.9151 | 1163.3034 | 1163.3034 | 909.0563 | 597.6257 | 597.6258 | 597.6258 | 942.113 | 388.9947 | 447.1174 | 449.3075 | 665.629 | 417.5995 | 471.2372 | 473.2623 | 658.571
32260 | 66849.0236 | 66849.0259 | 66849.0259 | 106802.695 | 93427.4151 | 93447.3102 | 93447.3102 | 103341.8607 | 3131.502 | 3132.2394 | 3132.2394 | 3623.5949 | 2326.2578 | 2326.2579 | 2326.2579 | 3736.5205 | 32260 | 558.7404 | 558.7406 | 558.7406 | 724.5373 | 23381.5393 | 23939.6271 | 23939.6271 | 23404.0962 | 1094.1459 | 1363.3482 | 1363.3482 | 1247.0289 | 0.070234 | 1.5635 | 1.6174 | 0.14284 | 9260.1388 | 9260.1393 | 9260.1393 | 15759.7035 | 1105.8715 | 1379.4434 | 1379.4434 | 1234.61 | 425.7681 | 425.7682 | 425.7682 | 708.0064 | 32260 | 2520.2005 | 2520.2008 | 2520.2008 | 569.0726 | 39515.0795 | 39603.5414 | 39603.5414 | 46430.3465 | 1132.5505 | 1150.4403 | 1150.4403 | 1313.414 | 0.0052665 | 0.82287 | 0.85215 | 0.012318 | 373.6545 | 373.6561 | 373.6561 | 334.6017 | 1168.1026 | 1188.3865 | 1188.3865 | 1433.0386 | 1271.6055 | 1271.6055 | 1271.6055 | 2060.6205 | 32260 | 1005.2173 | 1005.2175 | 1005.2175 | 364.2625 | 30762.8301 | 31252.351 | 31252.351 | 33535.8461 | 903.9335 | 1149.2129 | 1149.2129 | 985.8169 | 0.058552 | 2.5433 | 2.6325 | 0.11526 | 9508.7833 | 9508.7845 | 9508.7845 | 15425.1018 | 926.2628 | 1178.8133 | 1178.8133 | 957.0034 | 629.465 | 629.4652 | 629.4652 | 993.3464 | 401.6898 | 461.8106 | 463.9756 | 685.5829 | 430.2194 | 485.7465 | 487.7495 | 678.151
29480 | 69515.2088 | 69515.2113 | 69515.2113 | 117190.2219 | 97452.5906 | 97474.5357 | 97474.5357 | 113415.4546 | 3131.502 | 3132.2394 | 3132.2394 | 3623.5949 | 2326.2578 | 2326.2579 | 2326.2579 | 3736.5205 | 29480 | 692.3252 | 692.3253 | 692.3253 | 1243.7205 | 24695.9836 | 24898.4255 | 24898.4255 | 26836.312 | 1094.1459 | 1363.3482 | 1363.3482 | 1247.0289 | 0.070234 | 1.5635 | 1.6174 | 0.14284 | 9260.1388 | 9260.1393 | 9260.1393 | 15759.7035 | 1105.8715 | 1379.4434 | 1379.4434 | 1234.61 | 425.7681 | 425.7682 | 425.7682 | 708.0064 | 29480 | 3358.231 | 3358.2314 | 3358.2314 | 6297.5976 | 41057.5687 | 41089.6413 | 41089.6413 | 50414.1938 | 1132.5505 | 1150.4403 | 1150.4403 | 1313.414 | 0.0052665 | 0.82287 | 0.85215 | 0.012318 | 373.6545 | 373.6561 | 373.6561 | 334.6017 | 1168.1026 | 1188.3865 | 1188.3865 | 1433.0386 | 1271.6055 | 1271.6055 | 1271.6055 | 2060.6205 | 29480 | 1365.509 | 1365.5094 | 1365.5094 | 2397.2406 | 31846.5701 | 32059.1396 | 32059.1396 | 36196.3154 | 903.9335 | 1149.2129 | 1149.2129 | 985.8169 | 0.058552 | 2.5433 | 2.6325 | 0.11526 | 9508.7833 | 9508.7845 | 9508.7845 | 15425.1018 | 926.2628 | 1178.8133 | 1178.8133 | 957.0034 | 629.465 | 629.4652 | 629.4652 | 993.3464 | 401.6898 | 461.8106 | 463.9756 | 685.5829 | 430.2194 | 485.7465 | 487.7495 | 678.151
29480 | 69515.2088 | 69515.2113 | 69515.2113 | 117190.2219 | 97452.5906 | 97474.5357 | 97474.5357 | 113415.4546 | 3310.8071 | 3311.5779 | 3311.5779 | 3774.0108 | 2453.0056 | 2453.0056 | 2453.0056 | 3890.7736 | 29480 | 618.702 | 618.7023 | 618.7023 | 796.875 | 24224.3398 | 24832.3315 | 24832.3315 | 25819.0344 | 1193.2992 | 1474.169 | 1474.169 | 1289.5906 | 0.10814 | 1.5701 | 1.6197 | 0.21936 | 9656.9842 | 9656.9849 | 9656.9849 | 17253.4334 | 1204.3796 | 1489.5088 | 1489.5088 | 1273.3581 | 459.1615 | 459.1617 | 459.1617 | 756.6507 | 29480 | 2646.1983 | 2646.1988 | 2646.1988 | 661.9646 | 41271.6796 | 41365.6958 | 41365.6958 | 50872.0736 | 1216.9723 | 1232.6367 | 1232.6367 | 1395.6747 | 0.0059208 | 0.9876 | 1.0209 | 0.01472 | 363.0742 | 363.0765 | 363.0765 | 297.1227 | 1249.2338 | 1267.7734 | 1267.7734 | 1520.3078 | 1334.4126 | 1334.4126 | 1334.4126 | 2128.4297 | 29480 | 1072.402 | 1072.4024 | 1072.4024 | 381.8174 | 32192.1376 | 32728.0582 | 32728.0582 | 36755.7133 | 910.364 | 1168.9397 | 1168.9397 | 1019.7594 | 0.095534 | 2.5782 | 2.6622 | 0.18755 | 9899.8902 | 9899.8917 | 9899.8917 | 16956.3107 | 929.7299 | 1195.5487 | 1195.5487 | 981.4508 | 660.1218 | 660.1221 | 660.1221 | 1032.2704 | 446.4958 | 513.3797 | 515.6717 | 753.06 | 476.4733 | 538.0122 | 540.1237 | 745.6523
26700 | 72330.8282 | 72330.8309 | 72330.831 | 128006.5724 | 101707.7523 | 101731.8401 | 101731.8401 | 123907.2046 | 3310.8071 | 3311.5779 | 3311.5779 | 3774.0108 | 2453.0056 | 2453.0056 | 2453.0056 | 3890.7736 | 26700 | 723.0908 | 723.091 | 723.091 | 1306.614 | 25540.8246 | 25725.4921 | 25725.4921 | 29358.9698 | 1193.2992 | 1474.169 | 1474.169 | 1289.5906 | 0.10814 | 1.5701 | 1.6197 | 0.21936 | 9656.9842 | 9656.9849 | 9656.9849 | 17253.4334 | 1204.3796 | 1489.5088 | 1489.5088 | 1273.3581 | 459.1615 | 459.1617 | 459.1617 | 756.6507 | 26700 | 3393.0305 | 3393.0309 | 3393.0309 | 6578.9991 | 42934.3679 | 42976.844 | 42976.844 | 55098.5291 | 1216.9723 | 1232.6367 | 1232.6367 | 1395.6747 | 0.0059208 | 0.9876 | 1.0209 | 0.01472 | 363.0742 | 363.0765 | 363.0765 | 297.1227 | 1249.2338 | 1267.7734 | 1267.7734 | 1520.3078 | 1334.4126 | 1334.4126 | 1334.4126 | 2128.4297 | 26700 | 1379.6372 | 1379.6376 | 1379.6377 | 2487.8944 | 33351.52 | 33554.5758 | 33554.5758 | 39484.1465 | 910.364 | 1168.9397 | 1168.9397 | 1019.7594 | 0.095534 | 2.5782 | 2.6622 | 0.18755 | 9899.8902 | 9899.8917 | 9899.8917 | 16956.3107 | 929.7299 | 1195.5487 | 1195.5487 | 981.4508 | 660.1218 | 660.1221 | 660.1221 | 1032.2704 | 446.4958 | 513.3797 | 515.6717 | 753.06 | 476.4733 | 538.0122 | 540.1237 | 745.6523
26700 | 72330.8282 | 72330.8309 | 72330.831 | 128006.5724 | 101707.7523 | 101731.8401 | 101731.8401 | 123907.2046 | 3516.8454 | 3517.6483 | 3517.6483 | 3921.1531 | 2587.1778 | 2587.1779 | 2587.1779 | 4041.5405 | 26700 | 634.9769 | 634.9771 | 634.9772 | 775.6919 | 25081.7536 | 25735.7973 | 25735.7973 | 28326.0467 | 1317.6908 | 1624.5961 | 1624.5961 | 1345.8605 | 0.16502 | 1.8163 | 1.8691 | 0.33383 | 10076.2344 | 10076.2355 | 10076.2355 | 18777.2159 | 1331.3208 | 1643.053 | 1643.053 | 1334.3218 | 472.5457 | 472.5459 | 472.5459 | 761.4901 | 26700 | 2729.8647 | 2729.8654 | 2729.8654 | 819.4014 | 43159.1697 | 43265.2092 | 43265.2092 | 55566.0664 | 1279.0746 | 1299.4821 | 1299.4821 | 1440.1684 | 0.0070861 | 0.9554 | 0.98561 | 0.018791 | 348.6818 | 348.6849 | 348.685 | 250.082 | 1316.3155 | 1339.5097 | 1339.5097 | 1569.797 | 1413.8449 | 1413.8449 | 1413.8449 | 2227.3735 | 26700 | 1121.8363 | 1121.8366 | 1121.8367 | 363.6816 | 33694.5305 | 34266.6225 | 34266.6225 | 40049.5325 | 936.4903 | 1216.1729 | 1216.1729 | 1056.4827 | 0.15652 | 2.9084 | 2.9963 | 0.30634 | 10315.5501 | 10315.5521 | 10315.5521 | 18527.1339 | 957.9904 | 1245.7254 | 1245.7254 | 1018.1878 | 701.3654 | 701.3657 | 701.3657 | 1080.3213 | 464.0163 | 533.1281 | 535.385 | 771.963 | 496.6582 | 560.2993 | 562.3783 | 764.7561
23920 | 75376.4649 | 75376.4679 | 75376.4679 | 139242.0549 | 106300.5115 | 106326.8313 | 106326.8313 | 134808.0102 | 3516.8454 | 3517.6483 | 3517.6483 | 3921.1531 | 2587.1778 | 2587.1779 | 2587.1779 | 4041.5405 | 23920 | 744.4894 | 744.4896 | 744.4896 | 1341.2507 | 26503.989 | 26716.5606 | 26716.5606 | 32035.4614 | 1317.6908 | 1624.5961 | 1624.5961 | 1345.8605 | 0.16502 | 1.8163 | 1.8691 | 0.33383 | 10076.2344 | 10076.2355 | 10076.2355 | 18777.2159 | 1331.3208 | 1643.053 | 1643.053 | 1334.3218 | 472.5457 | 472.5459 | 472.5459 | 761.4901 | 23920 | 3495.7685 | 3495.7691 | 3495.7691 | 7011.4997 | 44943.8487 | 44985.4082 | 44985.4082 | 59930.102 | 1279.0746 | 1299.4821 | 1299.4821 | 1440.1684 | 0.0070861 | 0.9554 | 0.98561 | 0.018791 | 348.6818 | 348.6849 | 348.685 | 250.082 | 1316.3155 | 1339.5097 | 1339.5097 | 1569.797 | 1413.8449 | 1413.8449 | 1413.8449 | 2227.3735 | 23920 | 1431.3484 | 1431.349 | 1431.349 | 2639.6116 | 34939.1885 | 35166.9998 | 35166.9998 | 42880.0944 | 936.4903 | 1216.1729 | 1216.1729 | 1056.4827 | 0.15652 | 2.9084 | 2.9963 | 0.30634 | 10315.5501 | 10315.5521 | 10315.5521 | 18527.1339 | 957.9904 | 1245.7254 | 1245.7254 | 1018.1878 | 701.3654 | 701.3657 | 701.3657 | 1080.3213 | 464.0163 | 533.1281 | 535.385 | 771.963 | 496.6582 | 560.2993 | 562.3783 | 764.7561
23920 | 75376.4649 | 75376.4679 | 75376.4679 | 139242.0549 | 106300.5115 | 106326.8313 | 106326.8313 | 134808.0102 | 3745.2026 | 3746.0361 | 3746.0361 | 4064.7361 | 2724.8672 | 2724.8673 | 2724.8673 | 4188.5141 | 23920 | 665.8448 | 665.8453 | 665.8453 | 781.3621 | 26025.972 | 26678.9119 | 26678.9119 | 30997.6316 | 1447.9746 | 1783.1482 | 1783.1482 | 1402.0685 | 0.25005 | 1.9814 | 2.0337 | 0.50453 | 10526.5681 | 10526.5697 | 10526.5698 | 20330.5303 | 1462.8723 | 1803.1572 | 1803.1572 | 1394.1634 | 498.5366 | 498.5369 | 498.537 | 786.0415 | 23920 | 2781.261 | 2781.262 | 2781.262 | 1119.1108 | 45181.5542 | 45286.2011 | 45286.2011 | 60403.0904 | 1352.9316 | 1378.5749 | 1378.5749 | 1487.3782 | 0.0059104 | 1.033 | 1.064 | 0.018668 | 333.7027 | 333.7069 | 333.707 | 186.4328 | 1391.5376 | 1420.2142 | 1420.2142 | 1616.4857 | 1486.7247 | 1486.7248 | 1486.7248 | 2311.733 | 23920 | 1156.0985 | 1156.0991 | 1156.0991 | 295.7309 | 35295.8997 | 35870.5124 | 35870.5124 | 43444.9357 | 984.7205 | 1287.0337 | 1287.0337 | 1095.2412 | 0.25354 | 3.1209 | 3.2075 | 0.49498 | 10769.8172 | 10769.8198 | 10769.8199 | 20144.0975 | 1007.0775 | 1317.8523 | 1317.8523 | 1055.2867 | 740.1118 | 740.1123 | 740.1123 | 1119.3816 | 484.1054 | 555.2554 | 557.4673 | 792.7114 | 523.0488 | 588.7522 | 590.795 | 789.1142
21140 | 78727.267 | 78727.2702 | 78727.2703 | 150886.1242 | 111348.8562 | 111377.4931 | 111377.4931 | 146107.9766 | 3745.2026 | 3746.0361 | 3746.0361 | 4064.7361 | 2724.8672 | 2724.8673 | 2724.8673 | 4188.5141 | 21140 | 784.2958 | 784.2962 | 784.2962 | 1403.8333 | 27638.3202 | 27931.3725 | 27931.3725 | 34873.406 | 1447.9746 | 1783.1482 | 1783.1482 | 1402.0685 | 0.25005 | 1.9814 | 2.0337 | 0.50453 | 10526.5681 | 10526.5697 | 10526.5698 | 20330.5303 | 1462.8723 | 1803.1572 | 1803.1572 | 1394.1634 | 498.5366 | 498.5369 | 498.537 | 786.0415 | 21140 | 3639.9082 | 3639.909 | 3639.909 | 7545.7285 | 47124.1001 | 47149.026 | 47149.026 | 64896.9207 | 1352.9316 | 1378.5749 | 1378.5749 | 1487.3782 | 0.0059104 | 1.033 | 1.064 | 0.018668 | 333.7027 | 333.7069 | 333.707 | 186.4328 | 1391.5376 | 1420.2142 | 1420.2142 | 1616.4857 | 1486.7247 | 1486.7248 | 1486.7248 | 2311.733 | 21140 | 1499.0069 | 1499.0078 | 1499.0078 | 2816.1501 | 36640.9999 | 36930.3411 | 36930.3411 | 46378.6329 | 984.7205 | 1287.0337 | 1287.0337 | 1095.2412 | 0.25354 | 3.1209 | 3.2075 | 0.49498 | 10769.8172 | 10769.8198 | 10769.8199 | 20144.0975 | 1007.0775 | 1317.8523 | 1317.8523 | 1055.2867 | 740.1118 | 740.1123 | 740.1123 | 1119.3816 | 484.1054 | 555.2554 | 557.4673 | 792.7114 | 523.0488 | 588.7522 | 590.795 | 789.1142
21140 | 78727.267 | 78727.2702 | 78727.2703 | 150886.1242 | 111348.8562 | 111377.4931 | 111377.4931 | 146107.9766 | 3987.2907 | 3988.1528 | 3988.1528 | 4204.4041 | 2870.3339 | 2870.334 | 2870.334 | 4331.3126 | 21140 | 682.752 | 682.7525 | 682.7525 | 753.0569 | 27107.7524 | 27703.8176 | 27703.8176 | 33837.6127 | 1583.6891 | 1952.7175 | 1952.7175 | 1459.5056 | 0.3774 | 2.2429 | 2.2961 | 0.75947 | 11016.1226 | 11016.1249 | 11016.125 | 21908.8912 | 1600.1876 | 1974.7778 | 1974.7778 | 1457.8736 | 515.6559 | 515.6562 | 515.6562 | 791.8296 | 21140 | 2820.5241 | 2820.5255 | 2820.5255 | 1533.0286 | 47381.4395 | 47468.0143 | 47468.0143 | 65375.4032 | 1429.9376 | 1462.4942 | 1462.4942 | 1531.3904 | 0.00079683 | 1.0953 | 1.1264 | 0.0076073 | 326.2102 | 326.2159 | 326.216 | 102.8926 | 1470.9535 | 1506.7552 | 1506.7552 | 1659.3344 | 1568.2889 | 1568.2891 | 1568.2891 | 2404.2799 | 21140 | 1189.5902 | 1189.5908 | 1189.5908 | 200.8056 | 37022.4261 | 37560.5534 | 37560.5534 | 46935.9437 | 1048.1209 | 1376.8866 | 1376.8866 | 1130.5092 | 0.40955 | 3.4886 | 3.5765 | 0.79768 | 11275.728 | 11275.7313 | 11275.7314 | 21805.9986 | 1072.0399 | 1409.9662 | 1409.9662 | 1088.4406 | 786.7113 | 786.7119 | 786.7119 | 1164.7579 | 505.4614 | 578.3687 | 580.5284 | 814.2798 | 553.151 | 620.7026 | 622.7022 | 814.8294
18360 | 82452.4848 | 82452.4882 | 82452.4883 | 162927.1732 | 116972.1872 | 117003.2208 | 117003.2208 | 157796.2199 | 3987.2907 | 3988.1528 | 3988.1528 | 4204.4041 | 2870.3339 | 2870.334 | 2870.334 | 4331.3126 | 18360 | 815.274 | 815.2743 | 815.2743 | 1448.2294 | 29000.7829 | 29446.0785 | 29446.0785 | 37890.5013 | 1583.6891 | 1952.7175 | 1952.7175 | 1459.5056 | 0.3774 | 2.2429 | 2.2961 | 0.75947 | 11016.1226 | 11016.1249 | 11016.125 | 21908.8912 | 1600.1876 | 1974.7778 | 1974.7778 | 1457.8736 | 515.6559 | 515.6562 | 515.6562 | 791.8296 | 18360 | 3826.6843 | 3826.6852 | 3826.6853 | 8216.9266 | 49517.3939 | 49530.3478 | 49530.3478 | 69988.3527 | 1429.9376 | 1462.4942 | 1462.4942 | 1531.3904 | 0.00079683 | 1.0953 | 1.1264 | 0.0076073 | 326.2102 | 326.2159 | 326.216 | 102.8926 | 1470.9535 | 1506.7552 | 1506.7552 | 1659.3344 | 1568.2889 | 1568.2891 | 1568.2891 | 2404.2799 | 18360 | 1587.7722 | 1587.7731 | 1587.7732 | 3037.2215 | 38482.6108 | 38883.9189 | 38883.9189 | 49961.8087 | 1048.1209 | 1376.8866 | 1376.8866 | 1130.5092 | 0.40955 | 3.4886 | 3.5765 | 0.79768 | 11275.728 | 11275.7313 | 11275.7314 | 21805.9986 | 1072.0399 | 1409.9662 | 1409.9662 | 1088.4406 | 786.7113 | 786.7119 | 786.7119 | 1164.7579 | 505.4614 | 578.3687 | 580.5284 | 814.2798 | 553.151 | 620.7026 | 622.7022 | 814.8294
18360 | 82452.4848 | 82452.4882 | 82452.4883 | 162927.1732 | 116972.1872 | 117003.2208 | 117003.2208 | 157796.2199 | 4231.6959 | 4232.5842 | 4232.5842 | 4339.7221 | 3030.7926 | 3030.7927 | 3030.7927 | 4469.4687 | 18360 | 707.4336 | 707.4346 | 707.4346 | 725.6944 | 28394.5471 | 28854.9429 | 28854.9429 | 36869.0443 | 1716.424 | 2121.2396 | 2121.2396 | 1518.5435 | 0.56889 | 2.5371 | 2.59 | 1.1418 | 11550.1151 | 11550.1184 | 11550.1185 | 23499.5542 | 1734.2462 | 2144.9483 | 2144.9483 | 1522.4536 | 546.5522 | 546.553 | 546.553 | 814.1823 | 18360 | 2828.8835 | 2828.8854 | 2828.8855 | 2129.3952 | 49797.1687 | 49845.4273 | 49845.4273 | 70469.2387 | 1505.064 | 1546.2027 | 1546.2027 | 1570.8031 | 0.01813 | 1.1976 | 1.2292 | 0.028585 | 343.0107 | 343.0185 | 343.0187 | 2.2776 | 1548.4175 | 1593.0514 | 1593.0514 | 1695.6413 | 1651.6594 | 1651.6596 | 1651.6596 | 2488.8786 | 18360 | 1209.0149 | 1209.0159 | 1209.0159 | 41.3743 | 38890.9991 | 39334.1699 | 39334.1699 | 50502.3797 | 1126.005 | 1481.62 | 1481.62 | 1164.6753 | 0.66187 | 3.8682 | 3.9547 | 1.2871 | 11844.4446 | 11844.4491 | 11844.4492 | 23501.8318 | 1152.0134 | 1517.1934 | 1517.1934 | 1122.9147 | 832.8426 | 832.8436 | 832.8436 | 1196.7721 | 526.2252 | 600.4042 | 602.4983 | 832.816 | 585.2726 | 654.1001 | 656.0413 | 838.6954
15580 | 86621.2217 | 86621.2254 | 86621.2255 | 175352.2962 | 123278.6042 | 123312.1072 | 123312.1072 | 169860.6473 | 4231.6959 | 4232.5842 | 4232.5842 | 4339.7221 | 3030.7926 | 3030.7927 | 3030.7927 | 4469.4687 | 15580 | 874.2977 | 874.2988 | 874.2988 | 1537.7325 | 30649.4535 | 31330.8096 | 31330.8096 | 41101.4653 | 1716.424 | 2121.2396 | 2121.2396 | 1518.5435 | 0.56889 | 2.5371 | 2.59 | 1.1418 | 11550.1151 | 11550.1184 | 11550.1185 | 23499.5542 | 1734.2462 | 2144.9483 | 2144.9483 | 1522.4536 | 546.5522 | 546.553 | 546.553 | 814.1823 | 15580 | 4056.5279 | 4056.5294 | 4056.5294 | 9048.4777 | 52153.5337 | 52229.3573 | 52229.3573 | 75183.1216 | 1505.064 | 1546.2027 | 1546.2027 | 1570.8031 | 0.01813 | 1.1976 | 1.2292 | 0.028585 | 343.0107 | 343.0185 | 343.0187 | 2.2776 | 1548.4175 | 1593.0514 | 1593.0514 | 1695.6413 | 1651.6594 | 1651.6596 | 1651.6596 | 2488.8786 | 15580 | 1690.3237 | 1690.3254 | 1690.3255 | 3285.652 | 40493.5752 | 41065.6048 | 41065.6048 | 53624.0826 | 1126.005 | 1481.62 | 1481.62 | 1164.6753 | 0.66187 | 3.8682 | 3.9547 | 1.2871 | 11844.4446 | 11844.4491 | 11844.4492 | 23501.8318 | 1152.0134 | 1517.1934 | 1517.1934 | 1122.9147 | 832.8426 | 832.8436 | 832.8436 | 1196.7721 | 526.2252 | 600.4042 | 602.4983 | 832.816 | 585.2726 | 654.1001 | 656.0413 | 838.6954
15580 | 86621.2217 | 86621.2254 | 86621.2255 | 175352.2962 | 123278.6042 | 123312.1072 | 123312.1072 | 169860.6473 | 4465.9059 | 4466.8172 | 4466.8172 | 4471.8317 | 3206.9899 | 3206.9899 | 3206.99 | 4604.0844 | 15580 | 685.639 | 685.6397 | 685.6397 | 614.1124 | 29962.0589 | 30179.6924 | 30179.6924 | 40117.3815 | 1859.0671 | 2309.7919 | 2309.7919 | 1584.4785 | 0.85826 | 3.072 | 3.1277 | 1.7179 | 12127.2375 | 12127.2421 | 12127.2422 | 25074.2299 | 1878.622 | 2335.9093 | 2335.9093 | 1599.2972 | 539.4699 | 539.4701 | 539.4701 | 770.4873 | 15580 | 2777.16 | 2777.1627 | 2777.1627 | 2986.228 | 52450.5381 | 52475.2361 | 52475.2361 | 75654.7261 | 1567.7991 | 1621.6485 | 1621.6485 | 1602.1438 | 0.050441 | 1.2756 | 1.3065 | 0.1069 | 407.4347 | 407.4452 | 407.4454 | 133.0108 | 1613.2892 | 1670.7512 | 1670.7512 | 1720.0764 | 1769.3338 | 1769.334 | 1769.334 | 2617.5335 | 15580 | 1206.6288 | 1206.6296 | 1206.6296 | 189.525 | 40921.441 | 41197.2755 | 41197.2755 | 54136.5619 | 1208.7415 | 1597.1006 | 1597.1006 | 1197.7288 | 1.0753 | 4.6414 | 4.7315 | 2.0894 | 12483.5238 | 12483.5297 | 12483.5298 | 25207.2407 | 1236.4669 | 1635.3809 | 1635.3809 | 1153.7868 | 898.519 | 898.5196 | 898.5196 | 1247.1131 | 541.3092 | 615.0116 | 616.9991 | 842.8773 | 616.4653 | 685.6424 | 687.5023 | 856.4046
12800 | 91305.835 | 91305.839 | 91305.839 | 188151.6509 | 130351.1479 | 130387.1844 | 130387.1844 | 182292.3395 | 4465.9059 | 4466.8172 | 4466.8172 | 4471.8317 | 3206.9899 | 3206.9899 | 3206.99 | 4604.0844 | 12800 | 877.7743 | 877.7743 | 877.7743 | 1527.8422 | 32669.7436 | 33723.3686 | 33723.3686 | 44563.4276 | 1859.0671 | 2309.7919 | 2309.7919 | 1584.4785 | 0.85826 | 3.072 | 3.1277 | 1.7179 | 12127.2375 | 12127.2421 | 12127.2422 | 25074.2299 | 1878.622 | 2335.9093 | 2335.9093 | 1599.2972 | 539.4699 | 539.4701 | 539.4701 | 770.4873 | 12800 | 4437.1484 | 4437.1504 | 4437.1504 | 10262.971 | 55034.4561 | 55218.8983 | 55218.8983 | 80436.5386 | 1567.7991 | 1621.6485 | 1621.6485 | 1602.1438 | 0.050441 | 1.2756 | 1.3065 | 0.1069 | 407.4347 | 407.4452 | 407.4454 | 133.0108 | 1613.2892 | 1670.7512 | 1670.7512 | 1720.0764 | 1769.3338 | 1769.334 | 1769.334 | 2617.5335 | 12800 | 1859.5517 | 1859.5525 | 1859.5525 | 3656.4995 | 42683.7192 | 43516.8655 | 43516.8655 | 57344.0893 | 1208.7415 | 1597.1006 | 1597.1006 | 1197.7288 | 1.0753 | 4.6414 | 4.7315 | 2.0894 | 12483.5238 | 12483.5297 | 12483.5298 | 25207.2407 | 1236.4669 | 1635.3809 | 1635.3809 | 1153.7868 | 898.519 | 898.5196 | 898.5196 | 1247.1131 | 541.3092 | 615.0116 | 616.9991 | 842.8773 | 616.4653 | 685.6424 | 687.5023 | 856.4046
12800 | 91305.835 | 91305.839 | 91305.839 | 188151.6509 | 130351.1479 | 130387.1844 | 130387.1844 | 182292.3395 | 4678.0095 | 4678.9401 | 4678.9401 | 4603.2093 | 3386.9543 | 3386.9544 | 3386.9544 | 4737.5868 | 12800 | 693.0719 | 693.0745 | 693.0745 | 548.2124 | 31906.6006 | 32083.962 | 32083.962 | 43635.5976 | 1982.9847 | 2474.8042 | 2474.8042 | 1657.2142 | 1.3007 | 3.447 | 3.4979 | 2.5962 | 12739.6151 | 12739.6216 | 12739.6218 | 26592.5239 | 2002.8176 | 2500.9188 | 2500.9188 | 1675.3457 | 601.3091 | 601.3113 | 601.3114 | 838.6056 | 12800 | 2607.4624 | 2607.4664 | 2607.4664 | 4395.3335 | 55347.6737 | 55482.4127 | 55482.4127 | 80895.0614 | 1612.0405 | 1681.0092 | 1681.0092 | 1620.4616 | 0.069133 | 1.6245 | 1.6615 | 0.19916 | 524.6317 | 524.6461 | 524.6465 | 276.8094 | 1659.0836 | 1732.589 | 1732.589 | 1729.4003 | 1859.3766 | 1859.3776 | 1859.3777 | 2701.0531 | 12800 | 1111.428 | 1111.4309 | 1111.4309 | 638.8381 | 43111.1449 | 43117.7307 | 43117.7307 | 57813.3965 | 1297.7826 | 1711.3533 | 1711.3533 | 1233.6426 | 1.7761 | 5.2263 | 5.3087 | 3.456 | 13185.9653 | 13185.9732 | 13185.9733 | 26869.3333 | 1328.7273 | 1752.3926 | 1752.3926 | 1199.8312 | 926.6624 | 926.6658 | 926.6659 | 1229.5163 | 546.4847 | 618.5912 | 620.4496 | 838.1184 | 634.6103 | 702.315 | 704.0537 | 857.4009
10020 | 96574.2573 | 96574.2615 | 96574.2616 | 201322.1423 | 138236.374 | 138274.9976 | 138274.9976 | 195089.2615 | 4678.0095 | 4678.9401 | 4678.9401 | 4603.2093 | 3386.9543 | 3386.9544 | 3386.9544 | 4737.5868 | 10020 | 1036.1888 | 1036.1924 | 1036.1925 | 1783.1113 | 35113.6748 | 36675.7575 | 36675.7575 | 48293.0585 | 1982.9847 | 2474.8042 | 2474.8042 | 1657.2142 | 1.3007 | 3.447 | 3.4979 | 2.5962 | 12739.6151 | 12739.6216 | 12739.6218 | 26592.5239 | 2002.8176 | 2500.9188 | 2500.9188 | 1675.3457 | 601.3091 | 601.3113 | 601.3114 | 838.6056 | 10020 | 5008.7952 | 5008.7962 | 5008.7962 | 11904.2611 | 58141.6904 | 58480.7743 | 58480.7743 | 85702.7941 | 1612.0405 | 1681.0092 | 1681.0092 | 1620.4616 | 0.069133 | 1.6245 | 1.6615 | 0.19916 | 524.6317 | 524.6461 | 524.6465 | 276.8094 | 1659.0836 | 1732.589 | 1732.589 | 1729.4003 | 1859.3766 | 1859.3776 | 1859.3777 | 2701.0531 | 10020 | 2052.728 | 2052.7345 | 2052.7346 | 4056.8934 | 45083.5827 | 46267.9579 | 46267.9579 | 61148.9273 | 1297.7826 | 1711.3533 | 1711.3533 | 1233.6426 | 1.7761 | 5.2263 | 5.3087 | 3.456 | 13185.9653 | 13185.9732 | 13185.9733 | 26869.3333 | 1328.7273 | 1752.3926 | 1752.3926 | 1199.8312 | 926.6624 | 926.6658 | 926.6659 | 1229.5163 | 546.4847 | 618.5912 | 620.4496 | 838.1184 | 634.6103 | 702.315 | 704.0537 | 857.4009
10020 | 96574.2573 | 96574.2615 | 96574.2616 | 201322.1423 | 138236.374 | 138274.9976 | 138274.9976 | 195089.2615 | 4858.125 | 4859.0704 | 4859.0704 | 4734.0689 | 3548.7018 | 3548.7019 | 3548.7019 | 4870.1318 | 10020 | 453.1999 | 453.2004 | 453.2004 | 73.9292 | 34344.9051 | 35125.4263 | 35125.4263 | 47479.4027 | 2196.3431 | 2785.0631 | 2785.0631 | 1763.6822 | 1.9996 | 5.1943 | 5.2668 | 3.9756 | 13340.3448 | 13340.3536 | 13340.3538 | 27951.9988 | 2221.2619 | 2819.1997 | 2819.1997 | 1806.8367 | 434.6892 | 434.6906 | 434.6906 | 529.7037 | 10020 | 2466.1069 | 2466.1102 | 2466.1102 | 6599.4134 | 58430.2661 | 58756.6959 | 58756.6959 | 86108.9776 | 1603.4577 | 1709.7638 | 1709.7638 | 1613.3423 | 0.15865 | 1.0671 | 1.0877 | 0.072819 | 698.0216 | 698.0405 | 698.0409 | 442.5256 | 1652.0187 | 1760.9598 | 1760.9598 | 1702.967 | 2091.8149 | 2091.8184 | 2091.8185 | 3055.0944 | 10020 | 940.1109 | 940.1133 | 940.1134 | 1287.196 | 45479.7456 | 45895.2134 | 45895.2134 | 61556.3996 | 1379.991 | 1855.1332 | 1855.1332 | 1270.7108 | 3.1095 | 7.5789 | 7.6809 | 6.085 | 13914.3355 | 13914.3456 | 13914.3458 | 28394.5244 | 1408.958 | 1897.0092 | 1897.0092 | 1225.6701 | 1022.4802 | 1022.485 | 1022.4851 | 1317.2975 | 512.1795 | 576.7669 | 578.3677 | 789.3157 | 618.0493 | 681.3472 | 682.9053 | 821.8981
7240 | 102470.5693 | 102470.5737 | 102470.5738 | 214861.1087 | 146938.1643 | 146979.4161 | 146979.4161 | 208249.973 | 4858.125 | 4859.0704 | 4859.0704 | 4734.0689 | 3548.7018 | 3548.7019 | 3548.7019 | 4870.1318 | 7240 | 835.5362 | 835.5395 | 835.5396 | 1398.6471 | 38263.0467 | 40705.8349 | 40705.8349 | 52502.4086 | 2196.3431 | 2785.0631 | 2785.0631 | 1763.6822 | 1.9996 | 5.1943 | 5.2668 | 3.9756 | 13340.3448 | 13340.3536 | 13340.3538 | 27951.9988 | 2221.2619 | 2819.1997 | 2819.1997 | 1806.8367 | 434.6892 | 434.6906 | 434.6906 | 529.7037 | 7240 | 6432.2647 | 6432.2777 | 6432.278 | 15092.5759 | 61342.8702 | 61972.1562 | 61972.1562 | 90843.2258 | 1603.4577 | 1709.7638 | 1709.7638 | 1613.3423 | 0.15865 | 1.0671 | 1.0877 | 0.072819 | 698.0216 | 698.0405 | 698.0409 | 442.5256 | 1652.0187 | 1760.9598 | 1760.9598 | 1702.967 | 2091.8149 | 2091.8184 | 2091.8185 | 3055.0944 | 7240 | 2577.8751 | 2577.886 | 2577.8862 | 4949.283 | 47614.9762 | 49387.2266 | 49387.2266 | 64963.7626 | 1379.991 | 1855.1332 | 1855.1332 | 1270.7108 | 3.1095 | 7.5789 | 7.6809 | 6.085 | 13914.3355 | 13914.3456 | 13914.3458 | 28394.5244 | 1408.958 | 1897.0092 | 1897.0092 | 1225.6701 | 1022.4802 | 1022.485 | 1022.4851 | 1317.2975 | 512.1795 | 576.7669 | 578.3677 | 789.3157 | 618.0493 | 681.3472 | 682.9053 | 821.8981
7240 | 102470.5693 | 102470.5737 | 102470.5738 | 214861.1087 | 146938.1643 | 146979.4161 | 146979.4161 | 208249.973 | 4999.5088 | 5000.464 | 5000.464 | 4864.3803 | 3671.3658 | 3671.3659 | 3671.3659 | 5001.6313 | 7240 | 399.9362 | 399.9454 | 399.9456 | 91.9916 | 37511.7204 | 39260.6406 | 39260.6406 | 51815.5757 | 1981.3313 | 2413.9246 | 2413.9246 | 1735.0727 | 3.2348 | 5.4214 | 5.4668 | 6.3533 | 13856.2938 | 13856.3069 | 13856.3072 | 29038.1264 | 2000.6375 | 2439.4525 | 2439.4525 | 1706.7104 | 681.4327 | 681.441 | 681.4412 | 1011.6071 | 7240 | 3540.0142 | 3540.0319 | 3540.0323 | 10902.948 | 61596.3031 | 62220.9334 | 62220.9334 | 91193.8463 | 1630.8555 | 1692.1482 | 1692.1482 | 1609.7215 | 1.8981 | 4.0312 | 4.0787 | 2.9703 | 829.1806 | 829.2082 | 829.2088 | 545.284 | 1681.2223 | 1748.6512 | 1748.6512 | 1710.149 | 2123.9046 | 2123.9254 | 2123.9259 | 2894.8484 | 7240 | 1059.1847 | 1059.2036 | 1059.204 | 2788.5758 | 47961.7417 | 49044.7797 | 49044.7797 | 65299.9749 | 1514.1801 | 1873.8291 | 1873.8291 | 1395.9746 | 6.5167 | 10.2958 | 10.3756 | 12.9294 | 14530.0421 | 14530.0565 | 14530.0569 | 29583.4105 | 1565.5149 | 1935.9458 | 1935.9458 | 1448.9612 | 868.0194 | 868.0486 | 868.0492 | 1127.3521 | 422.5732 | 480.2359 | 481.6115 | 670.7583 | 498.4293 | 555.4894 | 556.8407 | 690.346
4460 | 108994.8409 | 108994.8456 | 108994.8457 | 228765.6436 | 156418.2309 | 156462.1381 | 156462.1381 | 221772.9502 | 4999.5088 | 5000.464 | 5000.464 | 4864.3803 | 3671.3658 | 3671.3659 | 3671.3659 | 5001.6313 | 4460 | 1561.9902 | 1562.004 | 1562.0044 | 2720.2763 | 41430.2525 | 44399.0784 | 44399.0784 | 56560.2305 | 1981.3313 | 2413.9246 | 2413.9246 | 1735.0727 | 3.2348 | 5.4214 | 5.4668 | 6.3533 | 13856.2938 | 13856.3069 | 13856.3072 | 29038.1264 | 2000.6375 | 2439.4525 | 2439.4525 | 1706.7104 | 681.4327 | 681.441 | 681.4412 | 1011.6071 | 4460 | 8766.4142 | 8766.4545 | 8766.4554 | 18950.6266 | 64690.3322 | 65502.4149 | 65502.4149 | 95948.0606 | 1630.8555 | 1692.1482 | 1692.1482 | 1609.7215 | 1.8981 | 4.0312 | 4.0787 | 2.9703 | 829.1806 | 829.2082 | 829.2088 | 545.284 | 1681.2223 | 1748.6512 | 1748.6512 | 1710.149 | 2123.9046 | 2123.9254 | 2123.9259 | 2894.8484 | 4460 | 3115.6152 | 3115.6775 | 3115.679 | 5922.6145 | 50717.8015 | 52830.6375 | 52830.6375 | 69328.0871 | 1514.1801 | 1873.8291 | 1873.8291 | 1395.9746 | 6.5167 | 10.2958 | 10.3756 | 12.9294 | 14530.0421 | 14530.0565 | 14530.0569 | 29583.4105 | 1565.5149 | 1935.9458 | 1935.9458 | 1448.9612 | 868.0194 | 868.0486 | 868.0492 | 1127.3521 | 422.5732 | 480.2359 | 481.6115 | 670.7583 | 498.4293 | 555.4894 | 556.8407 | 690.346
4460 | 108994.8409 | 108994.8456 | 108994.8457 | 228765.6436 | 156418.2309 | 156462.1381 | 156462.1381 | 221772.9502 | 5110.4187 | 5111.3804 | 5111.3804 | 4930.4909 | 3761.9688 | 3761.9689 | 3761.9689 | 5068.5022 | 4460 | 1585.5631 | 1585.5857 | 1585.5862 | 1598.2732 | 38689.6053 | 39117.6052 | 39117.6052 | 53806.2367 | 2053.4087 | 2398.2449 | 2398.2449 | 1927.9693 | 3.0334 | 4.1317 | 4.1543 | 5.9497 | 15455.1693 | 15455.2098 | 15455.2107 | 32587.6506 | 2074.399 | 2422.3578 | 2422.3578 | 1876.4911 | 792.8579 | 792.8639 | 792.864 | 1030.9618 | 4460 | 2965.4458 | 2965.446 | 2965.446 | 5476.7602 | 66486.83 | 66686.9771 | 66686.9771 | 98100.0535 | 1328.4453 | 1362.8253 | 1362.8253 | 1125.632 | 0.66786 | 1.6771 | 1.6993 | 0.54473 | 646.6502 | 646.71 | 646.7114 | 124.7752 | 1366.316 | 1403.5921 | 1403.5921 | 1238.2298 | 2021.8081 | 2021.8378 | 2021.8385 | 2744.1023 | 4460 | 1335.3779 | 1335.4509 | 1335.4526 | 481.0812 | 51249.0648 | 51433.0102 | 51433.0102 | 69930.0879 | 1800.082 | 2103.5393 | 2103.5393 | 1755.1988 | 5.7168 | 7.9136 | 7.9597 | 11.1782 | 16059.516 | 16059.5353 | 16059.5358 | 32712.4258 | 1844.767 | 2154.488 | 2154.488 | 1817.2486 | 952.6949 | 952.7306 | 952.7314 | 1325.7305 | 1264.4862 | 1477.8059 | 1482.6831 | 1443.7748 | 1168.634 | 1330.1607 | 1333.811 | 1368.0975
0 | 120641.6566 | 120641.6617 | 120641.6618 | 251371.1635 | 173047.2563 | 173095.4529 | 173095.4529 | 243762.9396 | 5110.4187 | 5111.3804 | 5111.3804 | 4930.4909 | 3761.9688 | 3761.9689 | 3761.9689 | 5068.5022 | 0 | 1980.1544 | 1980.2038 | 1980.205 | 2999.8166 | 45783.8849 | 47763.7809 | 47763.7809 | 62175.3873 | 2053.4087 | 2398.2449 | 2398.2449 | 1927.9693 | 3.0334 | 4.1317 | 4.1543 | 5.9497 | 15455.1693 | 15455.2098 | 15455.2107 | 32587.6506 | 2074.399 | 2422.3578 | 2422.3578 | 1876.4911 | 792.8579 | 792.8639 | 792.864 | 1030.9618 | 0 | 8073.3382 | 8073.471 | 8073.474 | 17715.4566 | 70099.735 | 70466.1337 | 70466.1337 | 103622.5584 | 1328.4453 | 1362.8253 | 1362.8253 | 1125.632 | 0.66786 | 1.6771 | 1.6993 | 0.54473 | 646.6502 | 646.71 | 646.7114 | 124.7752 | 1366.316 | 1403.5921 | 1403.5921 | 1238.2298 | 2021.8081 | 2021.8378 | 2021.8385 | 2744.1023 | 0 | 3374.7292 | 3374.8153 | 3374.8173 | 6393.8392 | 57353.584 | 58918.8848 | 58918.8848 | 78035.0168 | 1800.082 | 2103.5393 | 2103.5393 | 1755.1988 | 5.7168 | 7.9136 | 7.9597 | 11.1782 | 16059.516 | 16059.5353 | 16059.5358 | 32712.4258 | 1844.767 | 2154.488 | 2154.488 | 1817.2486 | 952.6949 | 952.7306 | 952.7314 | 1325.7305 | 1264.4862 | 1477.8059 | 1482.6831 | 1443.7748 | 1168.634 | 1330.1607 | 1333.811 | 1368.0975
0 | 120641.6566 | 120641.6617 | 120641.6618 | 251371.1635 | 173047.2563 | 173095.4529 | 173095.4529 | 243762.9396 | 6170.3149 | 6197.5935 | 6197.5935 | 6716.4956 | 3407.0378 | 3407.0807 | 3407.0816 | 6157.9193 | 0 | 1569.5551 | 1569.6322 | 1569.6339 | 2602.3705 | 44856.8742 | 45232.8612 | 45232.8612 | 61176.7295 | 2307.2194 | 2336.187 | 2336.187 | 2609.548 | 0.24471 | 0.24545 | 0.24501 | 0.41891 | 15229.6005 | 15229.6602 | 15229.6616 | 32655.1929 | 2327.8172 | 2356.7793 | 2356.7793 | 2446.1798 | 481.2113 | 481.2293 | 481.2297 | 714.9946 | 0 | 8812.0495 | 8812.2373 | 8812.2416 | 18416.3506 | 70613.5882 | 70632.6199 | 70632.6199 | 104512.7901 | 1685.1057 | 1706.2067 | 1706.2067 | 1738.2368 | 0.70388 | 1.0933 | 1.1018 | 1.6247 | 314.9057 | 314.9745 | 314.976 | 323.4211 | 1728.8527 | 1751.0681 | 1751.0681 | 1629.5948 | 1891.0352 | 1891.085 | 1891.0862 | 3227.2768 | 0 | 3967.76 | 3967.824 | 3967.8254 | 7039.7526 | 57582.2609 | 57891.0197 | 57891.0197 | 78143.4429 | 2082.0206 | 2115.424 | 2115.424 | 2247.724 | 1.2311 | 1.4528 | 1.457 | 2.3909 | 15539.8407 | 15539.8498 | 15539.85 | 32331.7718 | 2123.5858 | 2157.6112 | 2157.6112 | 2043.1982 | 1035.4676 | 1035.4925 | 1035.493 | 1562.6837 | 568.5913 | 703.924 | 706.9416 | 170.6098 | 555.9809 | 661.683 | 664.0256 | 250.8911
-4520 | 105555.0019 | 105555.1908 | 105555.1951 | 223537.3684 | 146624.7512 | 146699.8539 | 146699.8539 | 213404.3793 | 6170.3149 | 6197.5935 | 6197.5935 | 6716.4956 | 3407.0378 | 3407.0807 | 3407.0816 | 6157.9193 | -4520 | 613.405 | 613.409 | 613.4091 | 629.4053 | 34755.9067 | 35262.8027 | 35262.8027 | 50119.9968 | 2307.2194 | 2336.187 | 2336.187 | 2609.548 | 0.24471 | 0.24545 | 0.24501 | 0.41891 | 15229.6005 | 15229.6602 | 15229.6616 | 32655.1929 | 2327.8172 | 2356.7793 | 2356.7793 | 2446.1798 | 481.2113 | 481.2293 | 481.2297 | 714.9946 | -4520 | 985.3577 | 985.3953 | 985.3962 | 3829.0593 | 63401.8174 | 63521.2628 | 63521.2628 | 97147.0218 | 1685.1057 | 1706.2067 | 1706.2067 | 1738.2368 | 0.70388 | 1.0933 | 1.1018 | 1.6247 | 314.9057 | 314.9745 | 314.976 | 323.4211 | 1728.8527 | 1751.0681 | 1751.0681 | 1629.5948 | 1891.0352 | 1891.085 | 1891.0862 | 3227.2768 | -4520 | 775.8985 | 775.9469 | 775.948 | 23.5778 | 48491.7423 | 48954.2958 | 48954.2958 | 68908.1869 | 2082.0206 | 2115.424 | 2115.424 | 2247.724 | 1.2311 | 1.4528 | 1.457 | 2.3909 | 15539.8407 | 15539.8498 | 15539.85 | 32331.7718 | 2123.5858 | 2157.6112 | 2157.6112 | 2043.1982 | 1035.4676 | 1035.4925 | 1035.493 | 1562.6837 | 568.5913 | 703.924 | 706.9416 | 170.6098 | 555.9809 | 661.683 | 664.0256 | 250.8911
-4520 | 105555.0019 | 105555.1908 | 105555.1951 | 223537.3684 | 146624.7512 | 146699.8539 | 146699.8539 | 213404.3793 | 6094.9447 | 6122.0189 | 6122.0189 | 6827.4575 | 2310.9842 | 2311.0112 | 2311.0118 | 4557.1636 | -4520 | 83.7516 | 83.7537 | 83.7537 | 101.933 | 35058.9604 | 35496.4655 | 35496.4655 | 50327.2178 | 2187.754 | 2194.9435 | 2194.9435 | 2494.8956 | 1.7281 | 1.8323 | 1.8347 | 3.3383 | 14766.2329 | 14766.2941 | 14766.2955 | 32128.9293 | 2230.8465 | 2238.337 | 2238.337 | 2493.7977 | 66.9825 | 66.9831 | 66.9831 | 110.4413 | -4520 | 2788.73 | 2788.756 | 2788.7566 | 6346.989 | 63017.3235 | 63175.0474 | 63175.0474 | 96849.1621 | 1641.0958 | 1654.3144 | 1654.3144 | 1794.3361 | 1.2635 | 1.5374 | 1.5435 | 2.2513 | 210.5823 | 210.6476 | 210.6491 | 754.9555 | 1763.1198 | 1777.1215 | 1777.1215 | 1875.8137 | 1589.6188 | 1589.6219 | 1589.622 | 3125.3541 | -4520 | 1038.0516 | 1038.1074 | 1038.1087 | 1733.0645 | 48565.7777 | 48920.6616 | 48920.6616 | 68998.8256 | 2013.7827 | 2019.382 | 2019.382 | 2221.5369 | 2.4872 | 2.4915 | 2.4918 | 4.9925 | 14609.9317 | 14609.9358 | 14609.9359 | 31373.9737 | 2103.2544 | 2108.8365 | 2108.8365 | 2235.3053 | 655.3421 | 655.3728 | 655.3735 | 1046.2162 | 237.6252 | 243.4862 | 243.6149 | 487.9484 | 475.8302 | 484.8709 | 485.0738 | 676.5584
-7520 | 98686.5815 | 98686.8516 | 98686.8577 | 209865.8775 | 129230.1679 | 129386.4933 | 129386.4933 | 192922.0067 | 6094.9447 | 6122.0189 | 6122.0189 | 6827.4575 | 2310.9842 | 2311.0112 | 2311.0118 | 4557.1636 | -7520 | 152.8674 | 152.8677 | 152.8677 | 229.3909 | 28686.9393 | 29101.9729 | 29101.9729 | 42845.8246 | 2187.754 | 2194.9435 | 2194.9435 | 2494.8956 | 1.7281 | 1.8323 | 1.8347 | 3.3383 | 14766.2329 | 14766.2941 | 14766.2955 | 32128.9293 | 2230.8465 | 2238.337 | 2238.337 | 2493.7977 | 66.9825 | 66.9831 | 66.9831 | 110.4413 | -7520 | 2167.5777 | 2167.5943 | 2167.5947 | 3029.0734 | 58022.4378 | 58222.1669 | 58222.1669 | 91221.7208 | 1641.0958 | 1654.3144 | 1654.3144 | 1794.3361 | 1.2635 | 1.5374 | 1.5435 | 2.2513 | 210.5823 | 210.6476 | 210.6491 | 754.9555 | 1763.1198 | 1777.1215 | 1777.1215 | 1875.8137 | 1589.6188 | 1589.6219 | 1589.622 | 3125.3541 | -7520 | 973.7838 | 973.8201 | 973.821 | 1405.5841 | 42568.8513 | 42940.4813 | 42940.4813 | 62292.9099 | 2013.7827 | 2019.382 | 2019.382 | 2221.5369 | 2.4872 | 2.4915 | 2.4918 | 4.9925 | 14609.9317 | 14609.9358 | 14609.9359 | 31373.9737 | 2103.2544 | 2108.8365 | 2108.8365 | 2235.3053 | 655.3421 | 655.3728 | 655.3735 | 1046.2162 | 237.6252 | 243.4862 | 243.6149 | 487.9484 | 475.8302 | 484.8709 | 485.0738 | 676.5584

## CB
Coupling beam shear
| W1-W2 [kN] |  |  |  | W2-W3 [kN]
| RSA | RSA -veT | RSA +veT | Wind | RSA | RSA -veT | RSA +veT | Wind
90150 | 158.3638 | 183.4832 | 187.8624 | 60.1723 | 62.8401 | 76.8677 | 79.804 | 30.3787
85080 | 158.3638 | 183.4832 | 187.8624 | 60.1723 | 62.8401 | 76.8677 | 79.804 | 30.3787
85080 | 120.7326 | 137.4942 | 139.6399 | 60.4271 | 118.7361 | 134.4816 | 136.6202 | 52.0983
82300 | 120.7326 | 137.4942 | 139.6399 | 60.4271 | 118.7361 | 134.4816 | 136.6202 | 52.0983
82300 | 170.1052 | 191.1088 | 192.9378 | 91.1508 | 187.9236 | 207.8818 | 209.6578 | 85.6582
79520 | 170.1052 | 191.1088 | 192.9378 | 91.1508 | 187.9236 | 207.8818 | 209.6578 | 85.6582
79520 | 221.3397 | 249.2157 | 251.272 | 126.6801 | 245.3411 | 271.353 | 273.2485 | 120.9191
76740 | 221.3397 | 249.2157 | 251.272 | 126.6801 | 245.3411 | 271.353 | 273.2485 | 120.9191
76740 | 257.4544 | 290.2467 | 292.3241 | 162.5317 | 287.8682 | 318.6538 | 320.6005 | 157.1589
73960 | 257.4544 | 290.2467 | 292.3241 | 162.5317 | 287.8682 | 318.6538 | 320.6005 | 157.1589
73960 | 282.5223 | 319.4144 | 321.5582 | 198.7802 | 314.3442 | 348.7215 | 350.7008 | 193.3661
71180 | 282.5223 | 319.4144 | 321.5582 | 198.7802 | 314.3442 | 348.7215 | 350.7008 | 193.3661
71180 | 298.0899 | 337.8964 | 340.0584 | 234.8541 | 330.0362 | 367.0642 | 369.0676 | 229.3559
68400 | 298.0899 | 337.8964 | 340.0584 | 234.8541 | 330.0362 | 367.0642 | 369.0676 | 229.3559
68400 | 307.9944 | 350.0021 | 352.1856 | 270.571 | 339.3617 | 378.3235 | 380.3398 | 264.9005
65620 | 307.9944 | 350.0021 | 352.1856 | 270.571 | 339.3617 | 378.3235 | 380.3398 | 264.9005
65620 | 314.114 | 357.7119 | 359.9016 | 305.6962 | 345.0544 | 385.4379 | 387.4612 | 299.7104
62840 | 314.114 | 357.7119 | 359.9016 | 305.6962 | 345.0544 | 385.4379 | 387.4612 | 299.7104
62840 | 316.8649 | 361.5391 | 363.7286 | 339.4351 | 347.3536 | 388.7151 | 390.738 | 333.2669
60060 | 316.8649 | 361.5391 | 363.7286 | 339.4351 | 347.3536 | 388.7151 | 390.738 | 333.2669
60060 | 316.2202 | 361.6572 | 363.8422 | 371.2379 | 344.999 | 387.0215 | 389.0407 | 364.2268
57280 | 316.2202 | 361.6572 | 363.8422 | 371.2379 | 344.999 | 387.0215 | 389.0407 | 364.2268
57280 | 327.5915 | 375.6289 | 377.902 | 419.0855 | 354.5783 | 398.831 | 400.9256 | 411.0382
54500 | 327.5915 | 375.6289 | 377.902 | 419.0855 | 354.5783 | 398.831 | 400.9256 | 411.0382
54500 | 326.7566 | 375.4016 | 377.6669 | 450.4662 | 351.7596 | 396.5065 | 398.5928 | 441.4287
51720 | 326.7566 | 375.4016 | 377.6669 | 450.4662 | 351.7596 | 396.5065 | 398.5928 | 441.4287
51720 | 329.1722 | 378.5267 | 380.7819 | 482.5741 | 353.8908 | 399.3198 | 401.3993 | 473.5008
48940 | 329.1722 | 378.5267 | 380.7819 | 482.5741 | 353.8908 | 399.3198 | 401.3993 | 473.5008
48940 | 335.3449 | 385.7607 | 388.0101 | 515.3459 | 360.6573 | 407.0626 | 409.1366 | 506.0944
46160 | 335.3449 | 385.7607 | 388.0101 | 515.3459 | 360.6573 | 407.0626 | 409.1366 | 506.0944
46160 | 344.0502 | 395.7478 | 397.9906 | 547.8518 | 370.4864 | 418.112 | 420.181 | 538.6687
43380 | 344.0502 | 395.7478 | 397.9906 | 547.8518 | 370.4864 | 418.112 | 420.181 | 538.6687
43380 | 354.1375 | 407.3051 | 409.5412 | 579.849 | 381.4236 | 430.4116 | 432.4746 | 570.81
40600 | 354.1375 | 407.3051 | 409.5412 | 579.849 | 381.4236 | 430.4116 | 432.4746 | 570.81
40600 | 364.8687 | 419.5859 | 421.812 | 610.7645 | 392.602 | 443.0415 | 445.0965 | 602.1663
37820 | 364.8687 | 419.5859 | 421.812 | 610.7645 | 392.602 | 443.0415 | 445.0965 | 602.1663
37820 | 376.5706 | 432.9891 | 435.2024 | 640.1365 | 404.4345 | 456.4199 | 458.4632 | 631.9193
35040 | 376.5706 | 432.9891 | 435.2024 | 640.1365 | 404.4345 | 456.4199 | 458.4632 | 631.9193
35040 | 388.9947 | 447.1174 | 449.3075 | 665.629 | 417.5995 | 471.2372 | 473.2623 | 658.571
32260 | 388.9947 | 447.1174 | 449.3075 | 665.629 | 417.5995 | 471.2372 | 473.2623 | 658.571
32260 | 401.6898 | 461.8106 | 463.9756 | 685.5829 | 430.2194 | 485.7465 | 487.7495 | 678.151
29480 | 401.6898 | 461.8106 | 463.9756 | 685.5829 | 430.2194 | 485.7465 | 487.7495 | 678.151
29480 | 446.4958 | 513.3797 | 515.6717 | 753.06 | 476.4733 | 538.0122 | 540.1237 | 745.6523
26700 | 446.4958 | 513.3797 | 515.6717 | 753.06 | 476.4733 | 538.0122 | 540.1237 | 745.6523
26700 | 464.0163 | 533.1281 | 535.385 | 771.963 | 496.6582 | 560.2993 | 562.3783 | 764.7561
23920 | 464.0163 | 533.1281 | 535.385 | 771.963 | 496.6582 | 560.2993 | 562.3783 | 764.7561
23920 | 484.1054 | 555.2554 | 557.4673 | 792.7114 | 523.0488 | 588.7522 | 590.795 | 789.1142
21140 | 484.1054 | 555.2554 | 557.4673 | 792.7114 | 523.0488 | 588.7522 | 590.795 | 789.1142
21140 | 505.4614 | 578.3687 | 580.5284 | 814.2798 | 553.151 | 620.7026 | 622.7022 | 814.8294
18360 | 505.4614 | 578.3687 | 580.5284 | 814.2798 | 553.151 | 620.7026 | 622.7022 | 814.8294
18360 | 526.2252 | 600.4042 | 602.4983 | 832.816 | 585.2726 | 654.1001 | 656.0413 | 838.6954
15580 | 526.2252 | 600.4042 | 602.4983 | 832.816 | 585.2726 | 654.1001 | 656.0413 | 838.6954
15580 | 541.3092 | 615.0116 | 616.9991 | 842.8773 | 616.4653 | 685.6424 | 687.5023 | 856.4046
12800 | 541.3092 | 615.0116 | 616.9991 | 842.8773 | 616.4653 | 685.6424 | 687.5023 | 856.4046
12800 | 546.4847 | 618.5912 | 620.4496 | 838.1184 | 634.6103 | 702.315 | 704.0537 | 857.4009
10020 | 546.4847 | 618.5912 | 620.4496 | 838.1184 | 634.6103 | 702.315 | 704.0537 | 857.4009
10020 | 512.1795 | 576.7669 | 578.3677 | 789.3157 | 618.0493 | 681.3472 | 682.9053 | 821.8981
7240 | 512.1795 | 576.7669 | 578.3677 | 789.3157 | 618.0493 | 681.3472 | 682.9053 | 821.8981
7240 | 422.5732 | 480.2359 | 481.6115 | 670.7583 | 498.4293 | 555.4894 | 556.8407 | 690.346
4460 | 422.5732 | 480.2359 | 481.6115 | 670.7583 | 498.4293 | 555.4894 | 556.8407 | 690.346
4460 | 1264.4862 | 1477.8059 | 1482.6831 | 1443.7748 | 1168.634 | 1330.1607 | 1333.811 | 1368.0975
0 | 1264.4862 | 1477.8059 | 1482.6831 | 1443.7748 | 1168.634 | 1330.1607 | 1333.811 | 1368.0975
0 | 568.5913 | 703.924 | 706.9416 | 170.6098 | 555.9809 | 661.683 | 664.0256 | 250.8911
-4520 | 568.5913 | 703.924 | 706.9416 | 170.6098 | 555.9809 | 661.683 | 664.0256 | 250.8911
-4520 | 237.6252 | 243.4862 | 243.6149 | 487.9484 | 475.8302 | 484.8709 | 485.0738 | 676.5584
-7520 | 237.6252 | 243.4862 | 243.6149 | 487.9484 | 475.8302 | 484.8709 | 485.0738 | 676.5584

## Disps
Displacements [mm]
| X- direction |  |  | Y- direction
EL | RSA | RSA -veT | RSA +veT | RSA | RSA -veT | RSA +veT
90150 | 1392.4541 | 1404.9809 | 1405.4966 | 1248.1586 | 1266.7135 | 1266.7135
85080 | 1296.4932 | 1335.5843 | 1337.1393 | 1182.6147 | 1236.9471 | 1236.9471
82300 | 1243.5861 | 1282.1922 | 1283.6923 | 1132.7402 | 1186.4229 | 1186.4229
79520 | 1190.4865 | 1228.4268 | 1229.8738 | 1082.8292 | 1135.6393 | 1135.6393
76740 | 1137.2607 | 1174.3698 | 1175.7614 | 1032.9135 | 1084.6281 | 1084.6281
73960 | 1084.0075 | 1120.1643 | 1121.4995 | 983.0743 | 1033.5167 | 1033.5167
71180 | 1030.8341 | 1065.9518 | 1067.2298 | 933.4033 | 982.4399 | 982.4399
68400 | 977.8504 | 1011.8675 | 1013.0879 | 884.003 | 931.5417 | 931.5417
65620 | 925.165 | 958.0364 | 959.1989 | 834.9802 | 880.9616 | 880.9616
62840 | 872.8852 | 904.5788 | 905.6833 | 786.4433 | 830.8273 | 830.8273
60060 | 821.1189 | 851.6132 | 852.6598 | 738.4973 | 781.2503 | 781.2503
57280 | 769.986 | 799.2745 | 800.2637 | 691.2481 | 732.3527 | 732.3527
54500 | 719.5735 | 747.6638 | 748.5966 | 644.7857 | 684.246 | 684.246
51720 | 669.9082 | 696.7866 | 697.6632 | 599.1566 | 636.9468 | 636.9468
48940 | 621.0567 | 646.701 | 647.5216 | 554.4343 | 590.5164 | 590.5164
46160 | 573.0911 | 597.4706 | 598.2353 | 510.6867 | 545.0119 | 545.0119
43380 | 526.0862 | 549.1647 | 549.8735 | 467.978 | 500.4889 | 500.4889
40600 | 480.1188 | 501.8576 | 502.5108 | 426.3709 | 457.0039 | 457.0039
37820 | 435.2691 | 455.6272 | 456.225 | 385.9294 | 414.6162 | 414.6162
35040 | 391.6274 | 410.5607 | 411.1033 | 346.7239 | 373.3934 | 373.3934
32260 | 349.3049 | 366.7625 | 367.2504 | 308.8319 | 333.4084 | 333.4084
29480 | 308.4738 | 324.4135 | 324.8479 | 272.3627 | 294.7863 | 294.7863
26700 | 269.2118 | 283.6166 | 283.9994 | 237.4033 | 257.6467 | 257.6467
23920 | 231.4446 | 244.2574 | 244.5896 | 203.9433 | 221.9227 | 221.9227
21140 | 195.2619 | 206.4276 | 206.7098 | 172.1142 | 187.7451 | 187.7451
18360 | 160.7904 | 170.2602 | 170.4935 | 142.0741 | 155.2822 | 155.2822
15580 | 128.2081 | 135.9488 | 136.1347 | 114.0185 | 124.7587 | 124.7587
12800 | 97.7726 | 103.7755 | 103.916 | 88.1779 | 96.4506 | 96.4506
10020 | 69.9332 | 74.2453 | 74.3437 | 64.8535 | 70.7457 | 70.7457
7240 | 45.4874 | 48.2056 | 48.266 | 44.3503 | 48.0269 | 48.0269
4460 | 26.2038 | 27.7583 | 27.7921 | 27.4532 | 29.5335 | 29.5335
0 | 5.9611 | 6.1083 | 6.1116 | 8.5887 | 8.6101 | 8.6101
-4520 | 0.69535 | 0.71765 | 0.71814 | 0.81375 | 0.81767 | 0.81767
-7520 | 0 | 0 | 0 | 0 | 0 | 0

## Drift
Drift [%]
| X- direction |  |  | y- direction
EL | RSA | RSA -veT | RSA +veT | RSA | RSA -veT | RSA +veT
85080 | 1.9362 | 1.9384 | 1.9388 | 1.8105 | 1.8142 | 1.8142
82300 | 1.9602 | 1.9776 | 1.9796 | 1.8304 | 1.8538 | 1.8538
79520 | 1.9783 | 2.0023 | 2.0042 | 1.8381 | 1.8695 | 1.8695
76740 | 1.9937 | 2.0236 | 2.0256 | 1.8456 | 1.8851 | 1.8851
73960 | 2.004 | 2.0383 | 2.0403 | 1.8503 | 1.8961 | 1.8961
71180 | 2.0084 | 2.0458 | 2.0479 | 1.8514 | 1.902 | 1.902
68400 | 2.0068 | 2.0464 | 2.0485 | 1.848 | 1.9019 | 1.9019
65620 | 1.9993 | 2.0405 | 2.0426 | 1.8397 | 1.8957 | 1.8957
62840 | 1.9859 | 2.0283 | 2.0304 | 1.826 | 1.8835 | 1.8835
60060 | 1.9667 | 2.0098 | 2.0119 | 1.807 | 1.8656 | 1.8656
57280 | 1.9411 | 1.9845 | 1.9865 | 1.7821 | 1.8414 | 1.8414
54500 | 1.9111 | 1.9542 | 1.9563 | 1.7519 | 1.8111 | 1.8111
51720 | 1.88 | 1.9235 | 1.9256 | 1.7196 | 1.7797 | 1.7797
48940 | 1.8456 | 1.89 | 1.892 | 1.6832 | 1.7446 | 1.7446
46160 | 1.8079 | 1.8534 | 1.8554 | 1.6431 | 1.7063 | 1.7063
43380 | 1.7669 | 1.8137 | 1.8157 | 1.5995 | 1.6648 | 1.6648
40600 | 1.7225 | 1.7707 | 1.7727 | 1.553 | 1.6205 | 1.6205
37820 | 1.6747 | 1.7243 | 1.7263 | 1.5036 | 1.5736 | 1.5736
35040 | 1.6233 | 1.6745 | 1.6765 | 1.4515 | 1.524 | 1.524
32260 | 1.5677 | 1.6208 | 1.6228 | 1.3966 | 1.4719 | 1.4719
29480 | 1.5061 | 1.5607 | 1.5626 | 1.3382 | 1.4157 | 1.4157
26700 | 1.4425 | 1.4977 | 1.4995 | 1.2779 | 1.3563 | 1.3563
23920 | 1.3823 | 1.4395 | 1.4414 | 1.2189 | 1.3003 | 1.3003
21140 | 1.3191 | 1.3783 | 1.3801 | 1.1559 | 1.2404 | 1.2404
18360 | 1.2518 | 1.3128 | 1.3146 | 1.0879 | 1.1751 | 1.1751
15580 | 1.1789 | 1.2411 | 1.2428 | 1.0137 | 1.1025 | 1.1025
12800 | 1.0979 | 1.1604 | 1.162 | 0.93203 | 1.0208 | 1.0208
10020 | 1.0023 | 1.0631 | 1.0647 | 0.84031 | 0.92594 | 0.92594
7240 | 0.87955 | 0.93689 | 0.93825 | 0.73833 | 0.81803 | 0.81803
4460 | 0.6939 | 0.73576 | 0.73672 | 0.60836 | 0.66578 | 0.66578
0 | 0.50734 | 0.54128 | 0.54201 | 0.50316 | 0.5488 | 0.5488
-4520 | 0.13893 | 0.14176 | 0.14182 | 0.17328 | 0.17387 | 0.17387
-7520 | 0.023178 | 0.023922 | 0.023938 | 0.027125 | 0.027256 | 0.027256