## Summary
A23.3 Building design example
November 30th, 2015
By: Lisa Tobber + Jeremy Atkinson
Building weight: 230000kN
Etabs period X: | 5.86s
Etabs period Y: | 4.568s
Building geom:
* floor plan 26mx26m
Substructure
* 5 stories below grade
* Podium dimensions 45mx45m
Loads plotted
* RSA - Response spectrum analysis
* RSA -veT: Response spectrum analysis with -ve mass eccentricity
* RSA +veT: Response spectrum analysis with +ve mass eccentricity
*Wind: factored wind (1.4x wind from ETABS)
RSA values are scaled to NBCC 2015 base shear
Wall Total
Wall 1
Wall 2
Wall 3
Coupling beams
| CB W1 to W2 | CB W2 to W3
Drifts | X-direction | Y-direction
Drifts | X-direction | Y-direction

## Wall Total
Wall Total
| M2 [kN-m] |  |  |  | M3 [kN-m] |  |  |  | V2 [kN] |  |  |  | V3 [kN]
Elvs | RSA | RSA -veT | RSA +veT | Wind | RSA | RSA -veT | RSA +veT | Wind | RSA | RSA -veT | RSA +veT | Wind | RSA | RSA -veT | RSA +veT | Wind
90150 | 1.0363e-09 | 1.0528e-09 | 1.051e-09 | 3.3172e-09 | 3.9733e-09 | 4.0238e-09 | 4.0238e-09 | 1.5028e-09 | 432.6916 | 432.7063 | 432.7063 | 68.6277 | 345.6871 | 345.6871 | 345.6871 | 79.0276
85080 | 1752.6338 | 1752.6338 | 1752.6338 | 400.6702 | 2193.7465 | 2193.8211 | 2193.8211 | 347.9422 | 432.6916 | 432.7063 | 432.7063 | 68.6277 | 345.6871 | 345.6871 | 345.6871 | 79.0276
85080 | 1752.6338 | 1752.6338 | 1752.6338 | 400.6702 | 2193.7465 | 2193.8211 | 2193.8211 | 347.9422 | 1519.5954 | 1519.6622 | 1519.6622 | 333.6089 | 1187.8656 | 1187.8656 | 1187.8656 | 352.5098
82300 | 5049.7096 | 5049.7096 | 5049.7096 | 1380.6474 | 6414.4677 | 6414.728 | 6414.728 | 1275.375 | 1519.5954 | 1519.6622 | 1519.6622 | 333.6089 | 1187.8656 | 1187.8656 | 1187.8656 | 352.5098
82300 | 5049.7096 | 5049.7096 | 5049.7096 | 1380.6474 | 6414.4677 | 6414.728 | 6414.728 | 1275.375 | 2345.1855 | 2345.3026 | 2345.3026 | 522.3077 | 1780.6752 | 1780.6752 | 1780.6752 | 549.1827
79520 | 9984.2042 | 9984.2042 | 9984.2042 | 2907.3754 | 12926.5666 | 12927.1525 | 12927.1525 | 2727.3905 | 2345.1855 | 2345.3026 | 2345.3026 | 522.3077 | 1780.6752 | 1780.6752 | 1780.6752 | 549.1827
79520 | 9984.2042 | 9984.2042 | 9984.2042 | 2907.3754 | 12926.5666 | 12927.1525 | 12927.1525 | 2727.3905 | 2978.0166 | 2978.1846 | 2978.1846 | 709.5839 | 2177.9212 | 2177.9212 | 2177.9212 | 744.3941
76740 | 15989.1828 | 15989.1828 | 15989.1828 | 4976.7909 | 21188.0331 | 21189.086 | 21189.086 | 4700.0336 | 2978.0166 | 2978.1846 | 2978.1846 | 709.5839 | 2177.9212 | 2177.9212 | 2177.9212 | 744.3941
76740 | 15989.1828 | 15989.1828 | 15989.1828 | 4976.7909 | 21188.0331 | 21189.086 | 21189.086 | 4700.0336 | 3429.5276 | 3429.7468 | 3429.7468 | 895.3948 | 2412.5555 | 2412.5555 | 2412.5555 | 938.0934
73960 | 22562.4784 | 22562.4784 | 22562.4784 | 7584.6905 | 30682.7728 | 30684.4354 | 30684.4354 | 7189.2311 | 3429.5276 | 3429.7468 | 3429.7468 | 895.3948 | 2412.5555 | 2412.5555 | 2412.5555 | 938.0934
73960 | 22562.4784 | 22562.4784 | 22562.4784 | 7584.6905 | 30682.7728 | 30684.4354 | 30684.4354 | 7189.2311 | 3717.5089 | 3717.7796 | 3717.7796 | 1079.6951 | 2539.1704 | 2539.1704 | 2539.1704 | 1130.2271
71180 | 29321.5772 | 29321.5773 | 29321.5773 | 10726.7219 | 40934.6821 | 40937.0974 | 40937.0974 | 10190.7835 | 3717.5089 | 3717.7796 | 3717.7796 | 1079.6951 | 2539.1704 | 2539.1704 | 2539.1704 | 1130.2271
71180 | 29321.5772 | 29321.5773 | 29321.5773 | 10726.7219 | 40934.6821 | 40937.0974 | 40937.0974 | 10190.7835 | 3866.4439 | 3866.7663 | 3866.7663 | 1262.4367 | 2614.586 | 2614.5861 | 2614.5861 | 1320.7378
68400 | 36024.6001 | 36024.6002 | 36024.6002 | 14398.3729 | 51521.4579 | 51524.7694 | 51524.7694 | 13700.3576 | 3866.4439 | 3866.7663 | 3866.7663 | 1262.4367 | 2614.586 | 2614.5861 | 2614.5861 | 1320.7378
68400 | 36024.6001 | 36024.6002 | 36024.6002 | 14398.3729 | 51521.4579 | 51524.7694 | 51524.7694 | 13700.3576 | 3907.2182 | 3907.5922 | 3907.5922 | 1443.5681 | 2674.7637 | 2674.7637 | 2674.7637 | 1509.5643
65620 | 42550.5978 | 42550.5979 | 42550.5979 | 18594.9618 | 62086.6787 | 62091.0298 | 62091.0298 | 17713.4769 | 3907.2182 | 3907.5922 | 3907.5922 | 1443.5681 | 2674.7637 | 2674.7637 | 2674.7637 | 1509.5643
65620 | 42550.5978 | 42550.5979 | 42550.5979 | 18594.9618 | 62086.6787 | 62091.0298 | 62091.0298 | 17713.4769 | 3875.9835 | 3876.4089 | 3876.4089 | 1623.0342 | 2725.177 | 2725.177 | 2725.177 | 1696.6414
62840 | 48850.5362 | 48850.5363 | 48850.5363 | 23311.6248 | 72348.9132 | 72354.447 | 72354.447 | 22225.512 | 3875.9835 | 3876.4089 | 3876.4089 | 1623.0342 | 2725.177 | 2725.177 | 2725.177 | 1696.6414
62840 | 48850.5362 | 48850.5363 | 48850.5363 | 23311.6248 | 72348.9132 | 72354.447 | 72354.447 | 22225.512 | 3811.6503 | 3812.1271 | 3812.1271 | 1800.7761 | 2753.7898 | 2753.7898 | 2753.7898 | 1881.8992
60060 | 54895.3867 | 54895.3869 | 54895.3869 | 28543.3047 | 82106.6892 | 82113.5483 | 82113.5483 | 27231.6697 | 3811.6503 | 3812.1271 | 3812.1271 | 1800.7761 | 2753.7898 | 2753.7898 | 2753.7898 | 1881.8992
60060 | 54895.3867 | 54895.3869 | 54895.3869 | 28543.3047 | 82106.6892 | 82113.5483 | 82113.5483 | 27231.6697 | 3751.5024 | 3752.0302 | 3752.0302 | 1976.7307 | 2754.2889 | 2754.2889 | 2754.2889 | 2065.2632
57280 | 60647.4882 | 60647.4884 | 60647.4884 | 34284.7364 | 91238.4436 | 91246.7699 | 91246.7699 | 32726.9812 | 3751.5024 | 3752.0302 | 3752.0302 | 1976.7307 | 2754.2889 | 2754.2889 | 2754.2889 | 2065.2632
57280 | 60647.4882 | 60647.4884 | 60647.4884 | 34284.7364 | 91238.4436 | 91246.7699 | 91246.7699 | 32726.9812 | 3725.1566 | 3725.7352 | 3725.7352 | 2150.83 | 2740.0255 | 2740.0255 | 2740.0255 | 2246.6538
54500 | 66064.4057 | 66064.4059 | 66064.4059 | 40530.4338 | 99697.0032 | 99706.9381 | 99706.9381 | 38706.2886 | 3725.1566 | 3725.7352 | 3725.7352 | 2150.83 | 2740.0255 | 2740.0255 | 2740.0255 | 2246.6538
54500 | 66064.4057 | 66064.4059 | 66064.4059 | 40530.4338 | 99697.0032 | 99706.9381 | 99706.9381 | 38706.2886 | 3749.0874 | 3749.7164 | 3749.7164 | 2323.0006 | 2738.1059 | 2738.1059 | 2738.1059 | 2425.9852
51720 | 71121.2033 | 71121.2035 | 71121.2035 | 47274.6728 | 107497.7134 | 107509.397 | 107509.397 | 45164.2303 | 3749.0874 | 3749.7164 | 3749.7164 | 2323.0006 | 2738.1059 | 2738.1059 | 2738.1059 | 2425.9852
51720 | 71121.2033 | 71121.2035 | 71121.2035 | 47274.6728 | 107497.7134 | 107509.397 | 107509.397 | 45164.2303 | 3824.8316 | 3825.5107 | 3825.5107 | 2493.1625 | 2769.5531 | 2769.5532 | 2769.5532 | 2603.164
48940 | 75828.368 | 75828.3683 | 75828.3683 | 54511.4688 | 114702.8368 | 114716.4084 | 114716.4084 | 52095.2221 | 3824.8316 | 3825.5107 | 3825.5107 | 2493.1625 | 2769.5531 | 2769.5532 | 2769.5532 | 2603.164
48940 | 75828.368 | 75828.3683 | 75828.3683 | 54511.4688 | 114702.8368 | 114716.4084 | 114716.4084 | 52095.2221 | 3942.3475 | 3943.0762 | 3943.0762 | 2661.2287 | 2834.4345 | 2834.4345 | 2834.4345 | 2778.088
46160 | 80231.8102 | 80231.8105 | 80231.8105 | 62234.5535 | 121405.4737 | 121421.0711 | 121421.0711 | 59493.4378 | 3942.3475 | 3943.0762 | 3943.0762 | 2661.2287 | 2834.4345 | 2834.4345 | 2834.4345 | 2778.088
46160 | 80231.8102 | 80231.8105 | 80231.8105 | 62234.5535 | 121405.4737 | 121421.0711 | 121421.0711 | 59493.4378 | 4086.6658 | 4087.4435 | 4087.4435 | 2827.1037 | 2914.28 | 2914.28 | 2914.28 | 2950.6455
43380 | 84394.6773 | 84394.6776 | 84394.6776 | 70437.3478 | 127713.8133 | 127731.5729 | 127731.5729 | 67352.7861 | 4086.6658 | 4087.4435 | 4087.4435 | 2827.1037 | 2914.28 | 2914.28 | 2914.28 | 2950.6455
43380 | 84394.6773 | 84394.6776 | 84394.6776 | 70437.3478 | 127713.8133 | 127731.5729 | 127731.5729 | 67352.7861 | 4244.7425 | 4245.5685 | 4245.5685 | 2990.6824 | 2990.1786 | 2990.1786 | 2990.1786 | 3120.7135
40600 | 88375.1711 | 88375.1714 | 88375.1714 | 79112.9313 | 133738.5097 | 133758.5656 | 133758.5656 | 75666.883 | 4244.7425 | 4245.5685 | 4245.5685 | 2990.6824 | 2990.1786 | 2990.1786 | 2990.1786 | 3120.7135
40600 | 88375.1711 | 88375.1714 | 88375.1714 | 79112.9313 | 133738.5097 | 133758.5656 | 133758.5656 | 75666.883 | 4410.055 | 4410.9285 | 4410.9285 | 3151.8481 | 3059.4809 | 3059.4809 | 3059.4809 | 3288.156
37820 | 92217.0266 | 92217.027 | 92217.027 | 88254.005 | 139585.6083 | 139608.0924 | 139608.0924 | 84429.0206 | 4410.055 | 4410.9285 | 4410.9285 | 3151.8481 | 3059.4809 | 3059.4809 | 3059.4809 | 3288.156
37820 | 92217.0266 | 92217.027 | 92217.027 | 88254.005 | 139585.6083 | 139608.0924 | 139608.0924 | 84429.0206 | 4584.2296 | 4585.1494 | 4585.1494 | 3310.4702 | 3138.1462 | 3138.1462 | 3138.1462 | 3452.8216
35040 | 95959.1597 | 95959.1601 | 95959.1601 | 97852.8491 | 145356.2975 | 145381.3387 | 145381.3387 | 93632.1277 | 4584.2296 | 4585.1494 | 4585.1494 | 3310.4702 | 3138.1462 | 3138.1462 | 3138.1462 | 3452.8216
35040 | 95959.1597 | 95959.1601 | 95959.1601 | 97852.8491 | 145356.2975 | 145381.3387 | 145381.3387 | 93632.1277 | 4775.9419 | 4776.9068 | 4776.9068 | 3466.4012 | 3247.7026 | 3247.7027 | 3247.7027 | 3614.5401
32260 | 99655.9839 | 99655.9843 | 99655.9844 | 107901.2704 | 151153.0389 | 151180.7624 | 151180.7624 | 103268.723 | 4775.9419 | 4776.9068 | 4776.9068 | 3466.4012 | 3247.7026 | 3247.7027 | 3247.7027 | 3614.5401
32260 | 99655.9839 | 99655.9843 | 99655.9844 | 107901.2704 | 151153.0389 | 151180.7624 | 151180.7624 | 103268.723 | 4997.5891 | 4998.5975 | 4998.5975 | 3619.4722 | 3397.3579 | 3397.3579 | 3397.3579 | 3773.1185
29480 | 103391.9688 | 103391.9692 | 103391.9692 | 118390.5399 | 157089.8023 | 157120.329 | 157120.329 | 113330.8557 | 4997.5891 | 4998.5975 | 4998.5975 | 3619.4722 | 3397.3579 | 3397.3579 | 3397.3579 | 3773.1185
29480 | 103391.9688 | 103391.9692 | 103391.9692 | 118390.5399 | 157089.8023 | 157120.329 | 157120.329 | 113330.8557 | 5260.6524 | 5261.7023 | 5261.7023 | 3769.4874 | 3577.5687 | 3577.5687 | 3577.5687 | 3928.3368
26700 | 107279.2273 | 107279.2278 | 107279.2278 | 129311.3161 | 163302.6901 | 163336.1357 | 163336.1357 | 123810.0306 | 5260.6524 | 5261.7023 | 5261.7023 | 3769.4874 | 3577.5687 | 3577.5687 | 3577.5687 | 3928.3368
26700 | 107279.2273 | 107279.2278 | 107279.2278 | 129311.3161 | 163302.6901 | 163336.1357 | 163336.1357 | 123810.0306 | 5571.4453 | 5572.5348 | 5572.5348 | 3916.2147 | 3770.2199 | 3770.2199 | 3770.2199 | 4079.9353
23920 | 111440.1259 | 111440.1264 | 111440.1264 | 140653.5362 | 169955.9557 | 169992.4299 | 169992.4299 | 134697.1075 | 5571.4453 | 5572.5348 | 5572.5348 | 3916.2147 | 3770.2199 | 3770.2199 | 3770.2199 | 4079.9353
23920 | 111440.1259 | 111440.1264 | 111440.1264 | 140653.5362 | 169955.9557 | 169992.4299 | 169992.4299 | 134697.1075 | 5927.9015 | 5929.0278 | 5929.0278 | 4059.3707 | 3963.8865 | 3963.8865 | 3963.8865 | 4227.5962
21140 | 115989.2841 | 115989.2846 | 115989.2846 | 152406.2536 | 177240.4933 | 177280.0987 | 177280.0987 | 145982.158 | 5927.9015 | 5929.0278 | 5929.0278 | 4059.3707 | 3963.8865 | 3963.8865 | 3963.8865 | 4227.5962
21140 | 115989.2841 | 115989.2846 | 115989.2846 | 152406.2536 | 177240.4933 | 177280.0987 | 177280.0987 | 145982.158 | 6319.7924 | 6320.9524 | 6320.9524 | 4198.6027 | 4163.016 | 4163.016 | 4163.016 | 4370.9264
18360 | 121028.9866 | 121028.9872 | 121028.9872 | 164557.429 | 185363.9912 | 185406.8215 | 185406.8215 | 157654.2734 | 6319.7924 | 6320.9524 | 6320.9524 | 4198.6027 | 4163.016 | 4163.016 | 4163.016 | 4370.9264
18360 | 121028.9866 | 121028.9872 | 121028.9872 | 164557.429 | 185363.9912 | 185406.8215 | 185406.8215 | 157654.2734 | 6730.3591 | 6731.5491 | 6731.5491 | 4333.4798 | 4382.6271 | 4382.6271 | 4382.6271 | 4509.448
15580 | 126659.2035 | 126659.2041 | 126659.2041 | 177093.6943 | 194532.3204 | 194578.4589 | 194578.4589 | 169701.3473 | 6730.3591 | 6731.5491 | 6731.5491 | 4333.4798 | 4382.6271 | 4382.6271 | 4382.6271 | 4509.448
15580 | 126659.2035 | 126659.2041 | 126659.2041 | 177093.6943 | 194532.3204 | 194578.4589 | 194578.4589 | 169701.3473 | 7139.1052 | 7140.3207 | 7140.3207 | 4465.1494 | 4632.4823 | 4632.4823 | 4632.4823 | 4644.2549
12800 | 132989.844 | 132989.8446 | 132989.8446 | 190004.723 | 204925.3969 | 204974.9146 | 204974.9146 | 182114.4626 | 7139.1052 | 7140.3207 | 7140.3207 | 4465.1494 | 4632.4823 | 4632.4823 | 4632.4823 | 4644.2549
12800 | 132989.844 | 132989.8446 | 132989.8446 | 190004.723 | 204925.3969 | 204974.9146 | 204974.9146 | 182114.4626 | 7524.8589 | 7526.0948 | 7526.0948 | 4596.0954 | 4902.4997 | 4902.4997 | 4902.4997 | 4777.7731
10020 | 140137.7398 | 140137.7404 | 140137.7404 | 203286.9323 | 216673.0401 | 216725.9936 | 216725.9936 | 194891.6079 | 7524.8589 | 7526.0948 | 7526.0948 | 4596.0954 | 4902.4997 | 4902.4997 | 4902.4997 | 4777.7731
10020 | 140137.7398 | 140137.7404 | 140137.7404 | 203286.9323 | 216673.0401 | 216725.9936 | 216725.9936 | 194891.6079 | 7868.4737 | 7869.7244 | 7869.7244 | 4726.5429 | 5162.0884 | 5162.0884 | 5162.0884 | 4910.1717
7240 | 148200.6229 | 148200.6235 | 148200.6235 | 216937.2096 | 229836.9457 | 229893.3761 | 229893.3761 | 208031.3972 | 7868.4737 | 7869.7244 | 7869.7244 | 4726.5429 | 5162.0884 | 5162.0884 | 5162.0884 | 4910.1717
7240 | 148200.6229 | 148200.6235 | 148200.6235 | 216937.2096 | 229836.9457 | 229893.3761 | 229893.3761 | 208031.3972 | 8155.0313 | 8156.2909 | 8156.2909 | 4856.4786 | 5375.7014 | 5375.7014 | 5375.7014 | 5041.3994
4460 | 157220.5449 | 157220.5454 | 157220.5455 | 230952.3 | 244403.3138 | 244463.2459 | 244463.2459 | 221532.4076 | 8155.0313 | 8156.2909 | 8156.2909 | 4856.4786 | 5375.7014 | 5375.7014 | 5375.7014 | 5041.3994
4460 | 157220.5449 | 157220.5454 | 157220.5455 | 230952.3 | 244403.3138 | 244463.2459 | 244463.2459 | 221532.4076 | 8399.9312 | 8401.1961 | 8401.1961 | 4922.2402 | 5548.7706 | 5548.7706 | 5548.7706 | 5107.9016
0 | 173578.9932 | 173578.9938 | 173578.9938 | 253733.5412 | 270439.2876 | 270504.8608 | 270504.8608 | 243485.599 | 8399.9312 | 8401.1961 | 8401.1961 | 4922.2402 | 5548.7706 | 5548.7706 | 5548.7706 | 5107.9016
0 | 173578.9932 | 173578.9938 | 173578.9938 | 253733.5412 | 270439.2876 | 270504.8608 | 270504.8608 | 243485.599 | 16529.2015 | 16560.6392 | 16560.6392 | 13490.1233 | 9810.2738 | 9810.3262 | 9810.3274 | 11833.6232
-4520 | 129402.0758 | 129402.3123 | 129402.3176 | 200245.5642 | 196431.6359 | 196508.1611 | 196508.1611 | 182510.2415 | 16529.2015 | 16560.6392 | 16560.6392 | 13490.1233 | 9810.2738 | 9810.3262 | 9810.3274 | 11833.6232
-4520 | 129402.0758 | 129402.3123 | 129402.3176 | 200245.5642 | 196431.6359 | 196508.1611 | 196508.1611 | 182510.2415 | 17274.5051 | 17295.096 | 17295.096 | 14489.0611 | 5807.1288 | 5807.1386 | 5807.1388 | 6437.8382
-7520 | 111985.6976 | 111985.9632 | 111985.9692 | 180932.0497 | 144845.8351 | 144984.133 | 144984.133 | 139043.0581 | 17274.5051 | 17295.096 | 17295.096 | 14489.0611 | 5807.1288 | 5807.1386 | 5807.1388 | 6437.8382
-7520 | 111985.6976 | 111985.9632 | 111985.9692 | 180932.0497 | 144845.8351 | 144984.133 | 144984.133 | 139043.0581 | 14034.3894 | 14041.9799 | 14041.9799 | 12013.889 | 3456.5951 | 3456.5986 | 3456.5987 | 3462.9309
-10520 | 101617.5051 | 101617.7602 | 101617.766 | 170543.257 | 103003.3621 | 103164.4315 | 103164.4315 | 103001.3913 | 14034.3894 | 14041.9799 | 14041.9799 | 12013.889 | 3456.5951 | 3456.5986 | 3456.5987 | 3462.9309
-10520 | 101617.5051 | 101617.7602 | 101617.766 | 170543.257 | 103003.3621 | 103164.4315 | 103164.4315 | 103001.3913 | 10290.0496 | 10291.1394 | 10291.1394 | 8966.2553 | 1895.611 | 1895.6141 | 1895.6142 | 1747.5385
-13520 | 95943.7047 | 95943.9502 | 95943.9558 | 165300.6414 | 72596.8896 | 72761.2285 | 72761.2285 | 76102.6252 | 10290.0496 | 10291.1394 | 10291.1394 | 8966.2553 | 1895.611 | 1895.6141 | 1895.6142 | 1747.5385
-13520 | 95943.7047 | 95943.9502 | 95943.9558 | 165300.6414 | 72596.8896 | 72761.2285 | 72761.2285 | 76102.6252 | 7868.396 | 7868.81 | 7868.81 | 6912.7351 | 1196.4521 | 1196.4532 | 1196.4532 | 1040.6535
-16520 | 92430.6383 | 92430.8805 | 92430.886 | 162178.681 | 49985.266 | 50148.363 | 50148.363 | 55364.4198 | 7868.396 | 7868.81 | 7868.81 | 6912.7351 | 1196.4521 | 1196.4532 | 1196.4532 | 1040.6535

## W1
W1
| M2 [kN-m] |  |  |  | M3 [kN-m] |  |  |  | V2 [kN] (Web only) |  |  |  | V3 [kN] (Flange only) |  |  |  | Axial [kN] |  |  |  | V2 [kN] |  |  |  | V3 [kN]
| RSA | RSA -veT | RSA +veT | Wind | RSA | RSA -veT | RSA +veT | Wind | RSA | RSA -veT | RSA +veT | Wind | RSA | RSA -veT | RSA +veT | Wind | RSA | RSA -veT | RSA +veT | Wind | RSA | RSA -veT | RSA +veT | Wind | RSA | RSA -veT | RSA +veT | Wind
90150 | 405.4402 | 405.4402 | 405.4402 | 97.1594 | 1537.3349 | 2036.537 | 2036.537 | 182.7155 | 225.6711 | 308.9688 | 308.9688 | 32.3118 | 5.0486e-05 | 0.28778 | 0.27912 | 9.3303e-06 | 479.2701 | 479.2701 | 479.2701 | 120.7898 | 227.5375 | 311.6029 | 311.6029 | 5.1996 | 117.4841 | 117.4841 | 117.4841 | 27.9214
85080 | 190.2714 | 190.2714 | 190.2714 | 44.4018 | 2533.4168 | 3458.83 | 3458.83 | 209.0775 | 225.6711 | 308.9688 | 308.9688 | 32.3118 | 5.0486e-05 | 0.28778 | 0.27912 | 9.3303e-06 | 479.2701 | 479.2701 | 479.2701 | 120.7898 | 227.5375 | 311.6029 | 311.6029 | 5.1996 | 117.4841 | 117.4841 | 117.4841 | 27.9214
85080 | 310.2453 | 310.2453 | 310.2453 | 121.5957 | 3456.5131 | 4702.5245 | 4702.5245 | 337.3179 | 608.0138 | 734.1404 | 734.1404 | 116.463 | 0.00024538 | 1.07 | 1.2322 | 2.4208e-05 | 844.0214 | 844.0214 | 844.0214 | 242.0973 | 617.919 | 747.2009 | 747.2009 | 114.0721 | 174.7379 | 174.7379 | 174.7379 | 67.7189
82300 | 176.3307 | 176.3307 | 176.3307 | 66.6629 | 2451.4546 | 3338.0624 | 3338.0624 | 20.1976 | 608.0138 | 734.1404 | 734.1404 | 116.463 | 0.00024538 | 1.07 | 1.2322 | 2.4208e-05 | 844.0214 | 844.0214 | 844.0214 | 242.0973 | 617.919 | 747.2009 | 747.2009 | 114.0721 | 174.7379 | 174.7379 | 174.7379 | 67.7189
82300 | 532.8195 | 532.8195 | 532.8195 | 182.0713 | 3456.9155 | 4737.8732 | 4737.8732 | 174.745 | 913.3063 | 1093.1239 | 1093.1239 | 160.7007 | 0.00024459 | 0.85969 | 0.90573 | 9.2496e-05 | 1360.5811 | 1360.5811 | 1360.5811 | 425.0944 | 922.3397 | 1104.4675 | 1104.4675 | 173.3669 | 329.5788 | 329.5788 | 329.5788 | 109.6825
79520 | 385.3982 | 385.3982 | 385.3982 | 122.846 | 2894.4915 | 3669.134 | 3669.134 | 307.2149 | 913.3063 | 1093.1239 | 1093.1239 | 160.7007 | 0.00024459 | 0.85969 | 0.90573 | 9.2496e-05 | 1360.5811 | 1360.5811 | 1360.5811 | 425.0944 | 922.3397 | 1104.4675 | 1104.4675 | 173.3669 | 329.5788 | 329.5788 | 329.5788 | 109.6825
79520 | 540.2858 | 540.2858 | 540.2858 | 223.2575 | 3739.1899 | 5037.6121 | 5037.6121 | 101.1384 | 1264.6695 | 1520.1342 | 1520.1342 | 229.5718 | 0.000357 | 1.4024 | 1.4881 | 0.00015338 | 2030.634 | 2030.634 | 2030.634 | 679.4379 | 1279.6177 | 1539.1273 | 1539.1273 | 241.5467 | 369.6036 | 369.6036 | 369.6036 | 142.8111
76740 | 491.8824 | 491.8824 | 491.8824 | 173.7573 | 4334.775 | 4911.7603 | 4911.7603 | 772.6383 | 1264.6695 | 1520.1342 | 1520.1342 | 229.5718 | 0.000357 | 1.4024 | 1.4881 | 0.00015338 | 2030.634 | 2030.634 | 2030.634 | 679.4379 | 1279.6177 | 1539.1273 | 1539.1273 | 241.5467 | 369.6036 | 369.6036 | 369.6036 | 142.8111
76740 | 590.4504 | 590.4504 | 590.4504 | 270.2024 | 4517.0327 | 5715.6319 | 5715.6319 | 517.0925 | 1522.4841 | 1820.798 | 1820.798 | 292.2305 | 0.0003556 | 1.4642 | 1.5368 | 0.00023827 | 2803.7514 | 2803.7515 | 2803.7515 | 1005.7704 | 1539.8303 | 1842.5571 | 1842.5571 | 306.7431 | 425.9469 | 425.9469 | 425.9469 | 180.0476
73960 | 602.2482 | 602.2482 | 602.2482 | 230.3298 | 6550.1074 | 6907.1262 | 6907.1262 | 1369.8384 | 1522.4841 | 1820.798 | 1820.798 | 292.2305 | 0.0003556 | 1.4642 | 1.5368 | 0.00023827 | 2803.7514 | 2803.7515 | 2803.7515 | 1005.7704 | 1539.8303 | 1842.5571 | 1842.5571 | 306.7431 | 425.9469 | 425.9469 | 425.9469 | 180.0476
73960 | 594.2618 | 594.2618 | 594.2618 | 312.7014 | 6079.2638 | 7143.1194 | 7143.1194 | 1061.3027 | 1724.2917 | 2048.7057 | 2048.7057 | 355.8522 | 0.00036602 | 1.5609 | 1.6377 | 0.00036264 | 3639.4883 | 3639.4883 | 3639.4883 | 1404.8783 | 1744.3365 | 2073.6406 | 2073.6406 | 371.6271 | 448.867 | 448.867 | 448.867 | 215.6819
71180 | 667.9586 | 667.9586 | 667.9586 | 286.8943 | 9177.0814 | 9325.4714 | 9325.4714 | 2094.4261 | 1724.2917 | 2048.7057 | 2048.7057 | 355.8522 | 0.00036602 | 1.5609 | 1.6377 | 0.00036264 | 3639.4883 | 3639.4883 | 3639.4883 | 1404.8783 | 1744.3365 | 2073.6406 | 2073.6406 | 371.6271 | 448.867 | 448.867 | 448.867 | 215.6819
71180 | 604.3791 | 604.3791 | 604.3791 | 354.6553 | 8210.1409 | 9126.8537 | 9126.8537 | 1733.0127 | 1863.454 | 2196.2031 | 2196.2031 | 417.7386 | 0.0004303 | 1.5839 | 1.6589 | 0.00054724 | 4500.8632 | 4500.8633 | 4500.8633 | 1876.3968 | 1885.1926 | 2222.9643 | 2222.9643 | 435.4661 | 468.4699 | 468.4699 | 468.4699 | 251.8372
68400 | 718.3353 | 718.3353 | 718.3353 | 345.4519 | 11997.7626 | 12020.0553 | 12020.0553 | 2943.6084 | 1863.454 | 2196.2031 | 2196.2031 | 417.7386 | 0.0004303 | 1.5839 | 1.6589 | 0.00054724 | 4500.8632 | 4500.8633 | 4500.8633 | 1876.3968 | 1885.1926 | 2222.9643 | 2222.9643 | 435.4661 | 468.4699 | 468.4699 | 468.4699 | 251.8372
68400 | 607.0077 | 607.0077 | 607.0077 | 393.6183 | 10664.1241 | 11454.6538 | 11454.6538 | 2529.0297 | 1952.9176 | 2283.4419 | 2283.4419 | 479.4485 | 0.00061418 | 1.6246 | 1.7003 | 0.00082278 | 5363.1419 | 5363.1419 | 5363.1419 | 2419.5938 | 1975.8799 | 2311.4206 | 2311.4206 | 498.8641 | 479.4047 | 479.4047 | 479.4047 | 286.7554
65620 | 752.1246 | 752.1246 | 752.1246 | 403.5617 | 14876.7802 | 15019.0538 | 15019.0538 | 3915.872 | 1952.9176 | 2283.4419 | 2283.4419 | 479.4485 | 0.00061418 | 1.6246 | 1.7003 | 0.00082278 | 5363.1419 | 5363.1419 | 5363.1419 | 2419.5938 | 1975.8799 | 2311.4206 | 2311.4206 | 498.8641 | 479.4047 | 479.4047 | 479.4047 | 286.7554
65620 | 609.4276 | 609.4276 | 609.4276 | 431.4643 | 13276.5607 | 13978.0907 | 13978.0907 | 3448.7368 | 1995.3002 | 2323.5608 | 2323.5608 | 540.3019 | 0.00091575 | 1.6554 | 1.7307 | 0.001235 | 6209.7758 | 6209.7758 | 6209.7758 | 3033.2641 | 2018.8698 | 2352.1329 | 2352.1329 | 561.6447 | 489.7412 | 489.7412 | 489.7412 | 322.6832
62840 | 783.4645 | 783.4645 | 783.4645 | 465.5949 | 17720.7118 | 17945.6532 | 17945.6532 | 5010.1092 | 1995.3002 | 2323.5608 | 2323.5608 | 540.3019 | 0.00091575 | 1.6554 | 1.7307 | 0.001235 | 6209.7758 | 6209.7758 | 6209.7758 | 3033.2641 | 2018.8698 | 2352.1329 | 2352.1329 | 561.6447 | 489.7412 | 489.7412 | 489.7412 | 322.6832
62840 | 598.793 | 598.793 | 598.793 | 461.3907 | 15937.5371 | 16579.5153 | 16579.5153 | 4491.9044 | 2003.1623 | 2336.5664 | 2336.5664 | 601.5204 | 0.001358 | 1.6886 | 1.7647 | 0.0018522 | 7028.8297 | 7028.8297 | 7028.8297 | 3714.6064 | 2026.8588 | 2365.41 | 2365.41 | 624.6321 | 488.7355 | 488.7355 | 488.7355 | 352.9187
60060 | 797.6987 | 797.6987 | 797.6987 | 519.7234 | 20478.9087 | 20778.1028 | 20778.1028 | 6228.3817 | 2003.1623 | 2336.5664 | 2336.5664 | 601.5204 | 0.001358 | 1.6886 | 1.7647 | 0.0018522 | 7028.8297 | 7028.8297 | 7028.8297 | 3714.6064 | 2026.8588 | 2365.41 | 2365.41 | 624.6321 | 488.7355 | 488.7355 | 488.7355 | 352.9187
60060 | 594.4495 | 594.4496 | 594.4496 | 494.5367 | 18584.7774 | 19172.1032 | 19172.1032 | 5660.4539 | 1952.8408 | 2283.8225 | 2283.8225 | 657.8046 | 0.0020038 | 1.6891 | 1.7659 | 0.0027706 | 7809.6005 | 7809.6005 | 7809.6005 | 4459.7143 | 1976.8032 | 2313.07 | 2313.07 | 683.5879 | 497.2839 | 497.2839 | 497.2839 | 392.8919
57280 | 833.0695 | 833.0696 | 833.0696 | 597.7027 | 23062.2181 | 23409.7138 | 23409.7138 | 7560.8282 | 1952.8408 | 2283.8225 | 2283.8225 | 657.8046 | 0.0020038 | 1.6891 | 1.7659 | 0.0027706 | 7809.6005 | 7809.6005 | 7809.6005 | 4459.7143 | 1976.8032 | 2313.07 | 2313.07 | 683.5879 | 497.2839 | 497.2839 | 497.2839 | 392.8919
57280 | 616.6479 | 616.6479 | 616.6479 | 545.7716 | 21046.6556 | 21641.319 | 21641.319 | 6915.427 | 1876.0605 | 2201.6589 | 2201.6589 | 710.9549 | 0.0030131 | 1.6212 | 1.6943 | 0.004213 | 8577.1333 | 8577.1333 | 8577.1333 | 5300.7642 | 1897.4685 | 2228.1051 | 2228.1051 | 739.3388 | 504.4586 | 504.4586 | 504.4586 | 433.4506
54500 | 840.3823 | 840.3823 | 840.3823 | 659.2212 | 25343.0504 | 25667.557 | 25667.557 | 8970.7888 | 1876.0605 | 2201.6589 | 2201.6589 | 710.9549 | 0.0030131 | 1.6212 | 1.6943 | 0.004213 | 8577.1333 | 8577.1333 | 8577.1333 | 5300.7642 | 1897.4685 | 2228.1051 | 2228.1051 | 739.3388 | 504.4586 | 504.4586 | 504.4586 | 433.4506
54500 | 619.3161 | 619.3161 | 619.3161 | 570.691 | 23353.071 | 23985.8401 | 23985.8401 | 8274.8937 | 1793.6054 | 2120.1379 | 2120.1379 | 769.9099 | 0.0045424 | 1.6649 | 1.7405 | 0.0063718 | 9298.66 | 9298.6601 | 9298.6601 | 6204.6848 | 1814.8257 | 2146.5624 | 2146.5624 | 800.3071 | 499.4933 | 499.4934 | 499.4934 | 462.295
51720 | 835.6496 | 835.6496 | 835.6496 | 714.4892 | 27437.5575 | 27727.0163 | 27727.0163 | 10499.7473 | 1793.6054 | 2120.1379 | 2120.1379 | 769.9099 | 0.0045424 | 1.6649 | 1.7405 | 0.0063718 | 9298.66 | 9298.6601 | 9298.6601 | 6204.6848 | 1814.8257 | 2146.5624 | 2146.5624 | 800.3071 | 499.4933 | 499.4934 | 499.4934 | 462.295
51720 | 641.7737 | 641.7738 | 641.7738 | 602.7996 | 25530.5845 | 26215.2731 | 26215.2731 | 9756.3922 | 1695.4006 | 2028.101 | 2028.101 | 828.0461 | 0.006842 | 1.6748 | 1.75 | 0.0095963 | 9974.6231 | 9974.6233 | 9974.6233 | 7172.9083 | 1714.9022 | 2052.8755 | 2052.8755 | 859.9575 | 506.448 | 506.448 | 506.448 | 496.2897
48940 | 841.295 | 841.295 | 841.295 | 776.8858 | 29338.9872 | 29593.8643 | 29593.8643 | 12147.0741 | 1695.4006 | 2028.101 | 2028.101 | 828.0461 | 0.006842 | 1.6748 | 1.75 | 0.0095963 | 9974.6231 | 9974.6233 | 9974.6233 | 7172.9083 | 1714.9022 | 2052.8755 | 2052.8755 | 859.9575 | 506.448 | 506.448 | 506.448 | 496.2897
48940 | 665.838 | 665.838 | 665.838 | 629.7431 | 27557.7727 | 28300.5079 | 28300.5079 | 11354.6287 | 1593.8514 | 1938.1922 | 1938.1922 | 885.7195 | 0.010294 | 1.7356 | 1.8111 | 0.014416 | 10609.5387 | 10609.5388 | 10609.5389 | 8206.7351 | 1611.7394 | 1961.5459 | 1961.5459 | 919.0119 | 516.2607 | 516.2607 | 516.2607 | 528.4728
46160 | 851.2437 | 851.2437 | 851.2437 | 839.4112 | 31046.7166 | 31276.4437 | 31276.4437 | 13909.4819 | 1593.8514 | 1938.1922 | 1938.1922 | 885.7195 | 0.010294 | 1.7356 | 1.8111 | 0.014416 | 10609.5387 | 10609.5388 | 10609.5389 | 8206.7351 | 1611.7394 | 1961.5459 | 1961.5459 | 919.0119 | 516.2607 | 516.2607 | 516.2607 | 528.4728
46160 | 691.253 | 691.253 | 691.253 | 655.6831 | 29430.5617 | 30226.2039 | 30226.2039 | 13069.1526 | 1503.0221 | 1861.8957 | 1861.8957 | 942.7833 | 0.015475 | 1.8032 | 1.8788 | 0.021631 | 11209.2653 | 11209.2656 | 11209.2656 | 9305.5947 | 1519.2397 | 1883.7913 | 1883.7913 | 977.2579 | 529.735 | 529.7351 | 529.7351 | 560.6455
43380 | 867.7487 | 867.7487 | 867.7487 | 902.9114 | 32571.623 | 32789.4341 | 32789.4341 | 15785.9295 | 1503.0221 | 1861.8957 | 1861.8957 | 942.7833 | 0.015475 | 1.8032 | 1.8788 | 0.021631 | 11209.2653 | 11209.2656 | 11209.2656 | 9305.5947 | 1519.2397 | 1883.7913 | 1883.7913 | 977.2579 | 529.735 | 529.7351 | 529.7351 | 560.6455
43380 | 715.1805 | 715.1806 | 715.1806 | 679.2619 | 31145.7355 | 31985.1524 | 31985.1524 | 14898.6812 | 1441.6134 | 1816.3396 | 1816.3396 | 999.5667 | 0.023261 | 1.8666 | 1.9423 | 0.032442 | 11780.6365 | 11780.6368 | 11780.6368 | 10468.4224 | 1456.4975 | 1837.1339 | 1837.1339 | 1035.0071 | 543.9761 | 543.9761 | 543.9761 | 592.5145
40600 | 887.6043 | 887.6043 | 887.6043 | 967.9285 | 33935.4016 | 34154.1538 | 34154.1538 | 17776.0011 | 1441.6134 | 1816.3396 | 1816.3396 | 999.5667 | 0.023261 | 1.8666 | 1.9423 | 0.032442 | 11780.6365 | 11780.6368 | 11780.6368 | 10468.4224 | 1456.4975 | 1837.1339 | 1837.1339 | 1035.0071 | 543.9761 | 543.9761 | 543.9761 | 592.5145
40600 | 737.4021 | 737.4022 | 737.4022 | 698.2175 | 32711.3197 | 33583.3869 | 33583.3869 | 16844.2498 | 1426.3415 | 1817.9822 | 1817.9822 | 1056.4612 | 0.034964 | 1.9253 | 2.0012 | 0.048644 | 12329.9089 | 12329.9093 | 12329.9093 | 11692.9956 | 1440.4609 | 1838.2563 | 1838.2563 | 1092.5461 | 556.5088 | 556.5088 | 556.5088 | 621.6291
37820 | 905.4244 | 905.4245 | 905.4245 | 1029.9116 | 35170.8955 | 35404.6996 | 35404.6996 | 19881.5279 | 1426.3415 | 1817.9822 | 1817.9822 | 1056.4612 | 0.034964 | 1.9253 | 2.0012 | 0.048644 | 12329.9089 | 12329.9093 | 12329.9093 | 11692.9956 | 1440.4609 | 1838.2563 | 1838.2563 | 1092.5461 | 556.5088 | 556.5088 | 556.5088 | 621.6291
37820 | 766.6479 | 766.648 | 766.648 | 716.1581 | 34143.0806 | 35035.7956 | 35035.7956 | 18908.0258 | 1466.485 | 1875.5339 | 1875.5339 | 1113.2364 | 0.052553 | 1.9873 | 2.0632 | 0.072933 | 12862.7801 | 12862.7807 | 12862.7807 | 12976.1528 | 1480.6971 | 1896.1283 | 1896.1283 | 1149.7966 | 575.0309 | 575.031 | 575.031 | 653.6067
35040 | 931.6171 | 931.6172 | 931.6172 | 1100.8684 | 36320.8128 | 36582.9964 | 36582.9964 | 22104.4602 | 1466.485 | 1875.5339 | 1875.5339 | 1113.2364 | 0.052553 | 1.9873 | 2.0632 | 0.072933 | 12862.7801 | 12862.7807 | 12862.7807 | 12976.1528 | 1480.6971 | 1896.1283 | 1896.1283 | 1149.7966 | 575.0309 | 575.031 | 575.031 | 653.6067
35040 | 785.4826 | 785.4827 | 785.4827 | 713.8854 | 35468.6804 | 36366.7097 | 36366.7097 | 21094.9554 | 1564.9887 | 1997.4295 | 1997.4295 | 1172.5321 | 0.078973 | 2.1199 | 2.1969 | 0.10932 | 13384.1747 | 13384.1755 | 13384.1756 | 14310.034 | 1579.914 | 2019.1019 | 2019.1019 | 1208.9047 | 583.3366 | 583.3367 | 583.3368 | 669.3131
32260 | 941.3378 | 941.338 | 941.338 | 1146.805 | 37443.4452 | 37766.3583 | 37766.3583 | 24455.7104 | 1564.9887 | 1997.4295 | 1997.4295 | 1172.5321 | 0.078973 | 2.1199 | 2.1969 | 0.10932 | 13384.1747 | 13384.1755 | 13384.1756 | 14310.034 | 1579.914 | 2019.1019 | 2019.1019 | 1208.9047 | 583.3366 | 583.3367 | 583.3368 | 669.3131
32260 | 825.1198 | 825.1201 | 825.1201 | 723.2158 | 36730.7566 | 37605.0875 | 37605.0875 | 23415.4559 | 1690.5077 | 2132.0462 | 2132.0462 | 1219.67 | 0.11824 | 2.3051 | 2.3835 | 0.16325 | 13898.7187 | 13898.7198 | 13898.7198 | 15683.4229 | 1708.3877 | 2157.0965 | 2157.0965 | 1257.6851 | 625.4514 | 625.4516 | 625.4516 | 713.3519
29480 | 1016.8474 | 1016.8476 | 1016.8476 | 1259.9024 | 38583.999 | 38957.0785 | 38957.0785 | 26911.8204 | 1690.5077 | 2132.0462 | 2132.0462 | 1219.67 | 0.11824 | 2.3051 | 2.3835 | 0.16325 | 13898.7187 | 13898.7198 | 13898.7198 | 15683.4229 | 1708.3877 | 2157.0965 | 2157.0965 | 1257.6851 | 625.4514 | 625.4516 | 625.4516 | 713.3519
29480 | 914.5185 | 914.5189 | 914.5189 | 789.1604 | 37917.573 | 38872.7775 | 38872.7775 | 25761.1579 | 1842.0979 | 2299.4775 | 2299.4775 | 1260.3487 | 0.18207 | 2.3232 | 2.3955 | 0.2507 | 14455.0921 | 14455.0936 | 14455.0936 | 17191.3024 | 1858.8977 | 2323.2268 | 2323.2268 | 1298.6461 | 674.4554 | 674.4556 | 674.4557 | 759.9264
26700 | 1060.3249 | 1060.3253 | 1060.3253 | 1323.435 | 39728.2672 | 40063.8977 | 40063.8977 | 29371.3941 | 1842.0979 | 2299.4775 | 2299.4775 | 1260.3487 | 0.18207 | 2.3232 | 2.3955 | 0.2507 | 14455.0921 | 14455.0936 | 14455.0936 | 17191.3024 | 1858.8977 | 2323.2268 | 2323.2268 | 1298.6461 | 674.4554 | 674.4556 | 674.4557 | 759.9264
26700 | 936.7799 | 936.7803 | 936.7803 | 778.739 | 39095.1312 | 40129.5901 | 40129.5901 | 28192.0922 | 2037.5467 | 2534.0996 | 2534.0996 | 1319.7849 | 0.27784 | 2.6921 | 2.7689 | 0.38154 | 15036.2521 | 15036.2541 | 15036.2542 | 18736.2209 | 2058.35 | 2562.7273 | 2562.7273 | 1356.88 | 692.2756 | 692.2759 | 692.2759 | 771.1183
23920 | 1088.1714 | 1088.1718 | 1088.1718 | 1364.97 | 41025.7773 | 41393.4875 | 41393.4875 | 31964.2186 | 2037.5467 | 2534.0996 | 2534.0996 | 1319.7849 | 0.27784 | 2.6921 | 2.7689 | 0.38154 | 15036.2521 | 15036.2541 | 15036.2542 | 18736.2209 | 2058.35 | 2562.7273 | 2562.7273 | 1356.88 | 692.2756 | 692.2759 | 692.2759 | 771.1183
23920 | 981.3734 | 981.374 | 981.3741 | 791.9982 | 40372.0387 | 41415.0604 | 41415.0604 | 30769.5944 | 2244.4098 | 2785.072 | 2785.072 | 1379.8453 | 0.42101 | 2.9479 | 3.0239 | 0.57664 | 15655.1467 | 15655.1495 | 15655.1495 | 20321.6115 | 2267.2048 | 2816.1301 | 2816.1301 | 1413.7322 | 729.6121 | 729.6125 | 729.6125 | 798.3594
21140 | 1144.653 | 1144.6536 | 1144.6536 | 1427.441 | 42561.9101 | 43044.9007 | 43044.9007 | 34699.7699 | 2244.4098 | 2785.072 | 2785.072 | 1379.8453 | 0.42101 | 2.9479 | 3.0239 | 0.57664 | 15655.1467 | 15655.1495 | 15655.1495 | 20321.6115 | 2267.2048 | 2816.1301 | 2816.1301 | 1413.7322 | 729.6121 | 729.6125 | 729.6125 | 798.3594
21140 | 1003.585 | 1003.5856 | 1003.5857 | 786.3983 | 41829.3683 | 42794.0579 | 42794.0579 | 33492.1172 | 2462.8133 | 3058.3345 | 3058.3345 | 1443.894 | 0.63542 | 3.3465 | 3.4239 | 0.86803 | 16324.116 | 16324.1198 | 16324.1198 | 21948.6552 | 2488.1806 | 3092.6928 | 3092.6928 | 1472.5452 | 751.9148 | 751.9152 | 751.9152 | 815.8099
18360 | 1185.0386 | 1185.0391 | 1185.0391 | 1481.5531 | 44433.9628 | 45149.817 | 45149.817 | 37585.793 | 2462.8133 | 3058.3345 | 3058.3345 | 1443.894 | 0.63542 | 3.3465 | 3.4239 | 0.86803 | 16324.116 | 16324.1198 | 16324.1198 | 21948.6552 | 2488.1806 | 3092.6928 | 3092.6928 | 1472.5452 | 751.9148 | 751.9152 | 751.9152 | 815.8099
18360 | 1039.9467 | 1039.948 | 1039.948 | 780.1395 | 43578.6099 | 44337.8234 | 44337.8234 | 36379.2914 | 2678.0577 | 3333.2371 | 3333.2371 | 1509.1674 | 0.95772 | 3.8057 | 3.8827 | 1.3049 | 17051.4098 | 17051.415 | 17051.4151 | 23610.6097 | 2705.4836 | 3370.2023 | 3370.2023 | 1533.2379 | 797.3214 | 797.3225 | 797.3225 | 838.6074
15580 | 1271.8912 | 1271.8928 | 1271.8928 | 1551.1892 | 46742.4202 | 47831.1248 | 47831.1248 | 40641.6927 | 2678.0577 | 3333.2371 | 3333.2371 | 1509.1674 | 0.95772 | 3.8057 | 3.8827 | 1.3049 | 17051.4098 | 17051.415 | 17051.4151 | 23610.6097 | 2705.4836 | 3370.2023 | 3370.2023 | 1533.2379 | 797.3214 | 797.3225 | 797.3225 | 838.6074
15580 | 1003.1543 | 1003.155 | 1003.1551 | 732.6511 | 45749.9375 | 46127.263 | 46127.263 | 39457.8714 | 2913.615 | 3647.0562 | 3647.0562 | 1588.1095 | 1.4442 | 4.6364 | 4.7172 | 1.9624 | 17835.1423 | 17835.1491 | 17835.1493 | 25289.0874 | 2943.9891 | 3688.0971 | 3688.0971 | 1602.3494 | 778.8211 | 778.8213 | 778.8213 | 831.4071
12800 | 1260.2996 | 1260.2997 | 1260.2997 | 1578.6607 | 49644.9077 | 51336.2023 | 51336.2023 | 43912.4029 | 2913.615 | 3647.0562 | 3647.0562 | 1588.1095 | 1.4442 | 4.6364 | 4.7172 | 1.9624 | 17835.1423 | 17835.1491 | 17835.1493 | 25289.0874 | 2943.9891 | 3688.0971 | 3688.0971 | 1602.3494 | 778.8211 | 778.8213 | 778.8213 | 831.4071
12800 | 1024.551 | 1024.5545 | 1024.5546 | 686.9455 | 48514.8863 | 48773.6909 | 48773.6909 | 42784.2847 | 3120.4573 | 3926.7906 | 3926.7906 | 1665.7633 | 2.1847 | 5.3098 | 5.3843 | 2.9593 | 18665.8723 | 18665.8817 | 18665.8819 | 26952.3112 | 3151.0016 | 3967.6817 | 3967.6817 | 1678.2972 | 881.5565 | 881.5595 | 881.5596 | 860.8303
10020 | 1515.3554 | 1515.3604 | 1515.3605 | 1706.1628 | 53231.7381 | 55760.9134 | 55760.9134 | 47449.951 | 3120.4573 | 3926.7906 | 3926.7906 | 1665.7633 | 2.1847 | 5.3098 | 5.3843 | 2.9593 | 18665.8723 | 18665.8817 | 18665.8819 | 26952.3112 | 3151.0016 | 3967.6817 | 3967.6817 | 1678.2972 | 881.5565 | 881.5595 | 881.5596 | 860.8303
10020 | 656.0086 | 656.0098 | 656.0098 | 407.357 | 52080.1679 | 53326.758 | 53326.758 | 46435.8722 | 3464.7943 | 4428.9063 | 4428.9063 | 1803.9246 | 3.3294 | 7.9331 | 8.0373 | 4.4878 | 19473.6846 | 19473.6968 | 19473.6971 | 28506.0375 | 3504.3815 | 4483.517 | 4483.517 | 1795.0175 | 595.486 | 595.4883 | 595.4883 | 702.6508
7240 | 1129.3716 | 1129.3767 | 1129.3768 | 1546.0123 | 57987.3486 | 61955.9352 | 61955.9352 | 51426.0209 | 3464.7943 | 4428.9063 | 4428.9063 | 1803.9246 | 3.3294 | 7.9331 | 8.0373 | 4.4878 | 19473.6846 | 19473.6968 | 19473.6971 | 28506.0375 | 3504.3815 | 4483.517 | 4483.517 | 1795.0175 | 595.486 | 595.4883 | 595.4883 | 702.6508
7240 | 637.3317 | 637.3446 | 637.3448 | 232.9266 | 56842.3772 | 59673.1389 | 59673.1389 | 50599.7071 | 3151.1412 | 3869.509 | 3869.509 | 1709.2232 | 5.0558 | 8.2715 | 8.3374 | 6.6839 | 20165.8321 | 20165.8499 | 20165.8503 | 29802.3251 | 3178.83 | 3907.556 | 3907.556 | 1765.592 | 1041.1539 | 1041.1655 | 1041.1657 | 847.9147
4460 | 2350.9582 | 2350.9774 | 2350.9778 | 2124.2762 | 62821.5953 | 67678.2155 | 67678.2155 | 55508.053 | 3151.1412 | 3869.509 | 3869.509 | 1709.2232 | 5.0558 | 8.2715 | 8.3374 | 6.6839 | 20165.8321 | 20165.8499 | 20165.8503 | 29802.3251 | 3178.83 | 3907.556 | 3907.556 | 1765.592 | 1041.1539 | 1041.1655 | 1041.1657 | 847.9147
4460 | 2127.9879 | 2128.0144 | 2128.015 | 665.4428 | 59208.0718 | 59835.6079 | 59835.6079 | 53752.2875 | 3528.8587 | 4105.6187 | 4105.6187 | 2122.1561 | 4.3432 | 5.9899 | 6.0231 | 5.774 | 22003.717 | 22003.7697 | 22003.7709 | 32222.6254 | 3571.6654 | 4153.7207 | 4153.7207 | 2195.0951 | 1016.2061 | 1016.2173 | 1016.2176 | 669.5155
0 | 2468.1764 | 2468.2532 | 2468.2549 | 2320.5965 | 71549.5219 | 74773.0246 | 74773.0246 | 63542.4116 | 3528.8587 | 4105.6187 | 4105.6187 | 2122.1561 | 4.3432 | 5.9899 | 6.0231 | 5.774 | 22003.717 | 22003.7697 | 22003.7709 | 32222.6254 | 3571.6654 | 4153.7207 | 4153.7207 | 2195.0951 | 1016.2061 | 1016.2173 | 1016.2176 | 669.5155
0 | 4505.8402 | 4505.9397 | 4505.9419 | 5525.2334 | 72459.0425 | 72993.8138 | 72993.8138 | 64785.4777 | 5635.0815 | 5664.1053 | 5664.1053 | 4642.1504 | 1.4382 | 1.5029 | 1.505 | 1.7706 | 19186.152 | 19186.2187 | 19186.2202 | 29128.9289 | 5685.1336 | 5713.9374 | 5713.9374 | 4707.0507 | 1509.4908 | 1509.5129 | 1509.5134 | 1862.8429
-4520 | 2319.1165 | 2319.1169 | 2319.1169 | 2894.8163 | 46954.4093 | 47619.3736 | 47619.3736 | 43509.6085 | 5635.0815 | 5664.1053 | 5664.1053 | 4642.1504 | 1.4382 | 1.5029 | 1.505 | 1.7706 | 19186.152 | 19186.2187 | 19186.2202 | 29128.9289 | 5685.1336 | 5713.9374 | 5713.9374 | 4707.0507 | 1509.4908 | 1509.5129 | 1509.5134 | 1862.8429
-4520 | 331.8138 | 331.8202 | 331.8204 | 1164.058 | 48299.5421 | 48825.2466 | 48825.2466 | 44839.1139 | 5432.7996 | 5484.2671 | 5484.2671 | 4589.4474 | 0.69138 | 0.81327 | 0.81616 | 0.75976 | 17280.9443 | 17281.0068 | 17281.0082 | 26217.7592 | 5486.4749 | 5538.3415 | 5538.3415 | 4706.8211 | 334.1246 | 334.1291 | 334.1292 | 827.7759
-7520 | 679.2322 | 679.2393 | 679.2395 | 1319.2697 | 31902.3645 | 32272.4693 | 32272.4693 | 30718.6507 | 5432.7996 | 5484.2671 | 5484.2671 | 4589.4474 | 0.69138 | 0.81327 | 0.81616 | 0.75976 | 17280.9443 | 17281.0068 | 17281.0082 | 26217.7592 | 5486.4749 | 5538.3415 | 5538.3415 | 4706.8211 | 334.1246 | 334.1291 | 334.1292 | 827.7759
-7520 | 1207.8445 | 1207.8448 | 1207.8448 | 1661.9501 | 33039.7237 | 33371.0973 | 33371.0973 | 31914.1071 | 4136.752 | 4186.6429 | 4186.6429 | 3575.6353 | 0.51302 | 0.67177 | 0.67527 | 0.63976 | 15897.3147 | 15897.3718 | 15897.373 | 24019.3297 | 4168.9365 | 4219.3427 | 4219.3427 | 3690.7256 | 722.7429 | 722.7445 | 722.7446 | 1010.5956
-10520 | 960.5569 | 960.5615 | 960.5616 | 1369.8366 | 20610.507 | 20790.6621 | 20790.6621 | 20841.9303 | 4136.752 | 4186.6429 | 4186.6429 | 3575.6353 | 0.51302 | 0.67177 | 0.67527 | 0.63976 | 15897.3147 | 15897.3718 | 15897.373 | 24019.3297 | 4168.9365 | 4219.3427 | 4219.3427 | 3690.7256 | 722.7429 | 722.7445 | 722.7446 | 1010.5956
-10520 | 347.7655 | 347.7659 | 347.7659 | 700.0884 | 21506.0555 | 21667.2724 | 21667.2724 | 21773.4939 | 2949.6092 | 2977.2365 | 2977.2365 | 2604.0586 | 1.356 | 1.4306 | 1.4322 | 2.1605 | 14944.0409 | 14944.0943 | 14944.0955 | 22509.0269 | 2969.0793 | 2996.9478 | 2996.9478 | 2692.0637 | 231.165 | 231.166 | 231.1661 | 440.0939
-13520 | 345.8709 | 345.8736 | 345.8736 | 620.1933 | 12784.4497 | 12862.0612 | 12862.0612 | 13697.3028 | 2949.6092 | 2977.2365 | 2977.2365 | 2604.0586 | 1.356 | 1.4306 | 1.4322 | 2.1605 | 14944.0409 | 14944.0943 | 14944.0955 | 22509.0269 | 2969.0793 | 2996.9478 | 2996.9478 | 2692.0637 | 231.165 | 231.166 | 231.1661 | 440.0939
-13520 | 319.8157 | 319.8159 | 319.8159 | 455.9699 | 13275.8591 | 13345.7272 | 13345.7272 | 14240.333 | 2325.9832 | 2338.3559 | 2338.3559 | 2065.856 | 1.8373 | 1.8631 | 1.8637 | 2.8371 | 14458.3661 | 14458.4174 | 14458.4185 | 21721.172 | 2346.2065 | 2358.6622 | 2358.6622 | 2130.922 | 204.4295 | 204.4299 | 204.4299 | 291.5205
-16520 | 294.9398 | 294.9408 | 294.9408 | 418.5915 | 6894.0699 | 6926.5712 | 6926.5712 | 7847.5668 | 2325.9832 | 2338.3559 | 2338.3559 | 2065.856 | 1.8373 | 1.8631 | 1.8637 | 2.8371 | 14458.3661 | 14458.4174 | 14458.4185 | 21721.172 | 2346.2065 | 2358.6622 | 2358.6622 | 2130.922 | 204.4295 | 204.4299 | 204.4299 | 291.5205

## W2
W2
| M2 [kN-m] |  |  |  | M3 [kN-m] |  |  |  | V2 [kN] (Web only) |  |  |  | V3 [kN] (Flange only) |  |  |  | Axial [kN] |  |  |  | V2 [kN] |  |  |  | V3 [kN]
| RSA | RSA -veT | RSA +veT | Wind | RSA | RSA -veT | RSA +veT | Wind | RSA | RSA -veT | RSA +veT | Wind | RSA | RSA -veT | RSA +veT | Wind | RSA | RSA -veT | RSA +veT | Wind | RSA | RSA -veT | RSA +veT | Wind | RSA | RSA -veT | RSA +veT | Wind
90150 | 1695.2891 | 1695.2891 | 1695.2891 | 458.2116 | 847.8428 | 1048.6327 | 1048.6327 | 136.527 | 254.6128 | 280.952 | 280.952 | 57.919 | 6.4078e-05 | 0.29474 | 0.34104 | 2.4581e-05 | 304.5224 | 304.5224 | 304.5224 | 59.7834 | 252.4651 | 277.9047 | 277.9047 | 44.5699 | 213.9877 | 213.9877 | 213.9877 | 48.2538
85080 | 629.1513 | 629.1513 | 629.1513 | 213.565 | 2097.8876 | 2427.656 | 2427.656 | 362.4965 | 254.6128 | 280.952 | 280.952 | 57.919 | 6.4078e-05 | 0.29474 | 0.34104 | 2.4581e-05 | 304.5224 | 304.5224 | 304.5224 | 59.7834 | 252.4651 | 277.9047 | 277.9047 | 44.5699 | 213.9877 | 213.9877 | 213.9877 | 48.2538
85080 | 1962.5282 | 1962.5282 | 1962.5282 | 645.0204 | 2315.5289 | 2664.6126 | 2664.6126 | 430.0217 | 563.5579 | 580.9728 | 580.9728 | 131.7979 | 6.1245e-05 | 0.31857 | 0.35585 | 1.5854e-05 | 336.8012 | 336.8012 | 336.8012 | 76.4904 | 582.8959 | 601.2343 | 601.2343 | 129.4306 | 643.6513 | 643.6513 | 643.6513 | 183.7711
82300 | 358.9491 | 358.9491 | 358.9491 | 134.1368 | 3854.7868 | 4152.8896 | 4152.8896 | 789.8388 | 563.5579 | 580.9728 | 580.9728 | 131.7979 | 6.1245e-05 | 0.31857 | 0.35585 | 1.5854e-05 | 336.8012 | 336.8012 | 336.8012 | 76.4904 | 582.8959 | 601.2343 | 601.2343 | 129.4306 | 643.6513 | 643.6513 | 643.6513 | 183.7711
82300 | 2196.3503 | 2196.3503 | 2196.3503 | 806.4772 | 4125.5539 | 4443.2567 | 4443.2567 | 877.3095 | 870.8155 | 887.0493 | 887.0493 | 210.3046 | 0.00011436 | 0.62636 | 0.69031 | 4.2693e-06 | 327.5541 | 327.5541 | 327.5541 | 87.5007 | 895.8271 | 913.917 | 913.917 | 200.5659 | 996.6672 | 996.6672 | 996.6672 | 301.3548
79520 | 778.0777 | 778.0777 | 778.0777 | 31.2892 | 6579.2774 | 6846.6904 | 6846.6904 | 1434.8828 | 870.8155 | 887.0493 | 887.0493 | 210.3046 | 0.00011436 | 0.62636 | 0.69031 | 4.2693e-06 | 327.5541 | 327.5541 | 327.5541 | 87.5007 | 895.8271 | 913.917 | 913.917 | 200.5659 | 996.6672 | 996.6672 | 996.6672 | 301.3548
79520 | 2104.4412 | 2104.4412 | 2104.4412 | 908.0965 | 6961.1692 | 7263.7813 | 7263.7813 | 1557.0917 | 1090.0533 | 1116.6783 | 1116.6783 | 280.1711 | 0.00012502 | 0.71188 | 0.75374 | 1.4118e-05 | 317.6125 | 317.6126 | 317.6126 | 99.0417 | 1122.5741 | 1151.2858 | 1151.2858 | 269.4972 | 1224.7928 | 1224.7928 | 1224.7928 | 408.7289
76740 | 1552.5684 | 1552.5684 | 1552.5684 | 228.1699 | 10055.2013 | 10277.9947 | 10277.9947 | 2306.294 | 1090.0533 | 1116.6783 | 1116.6783 | 280.1711 | 0.00012502 | 0.71188 | 0.75374 | 1.4118e-05 | 317.6125 | 317.6126 | 317.6126 | 99.0417 | 1122.5741 | 1151.2858 | 1151.2858 | 269.4972 | 1224.7928 | 1224.7928 | 1224.7928 | 408.7289
76740 | 1922.9009 | 1922.9009 | 1922.9009 | 982.6321 | 10493.8632 | 10753.6415 | 10753.6415 | 2459.3387 | 1252.7499 | 1283.2629 | 1283.2629 | 351.5277 | 0.00013294 | 0.83548 | 0.88155 | 2.3535e-05 | 305.8367 | 305.8367 | 305.8367 | 109.7941 | 1289.5016 | 1322.5361 | 1322.5361 | 338.7377 | 1347.1967 | 1347.1967 | 1347.1967 | 515.0352
73960 | 2237.8372 | 2237.8372 | 2237.8372 | 449.1658 | 14056.125 | 14224.0675 | 14224.0675 | 3401.0296 | 1252.7499 | 1283.2629 | 1283.2629 | 351.5277 | 0.00013294 | 0.83548 | 0.88155 | 2.3535e-05 | 305.8367 | 305.8367 | 305.8367 | 109.7941 | 1289.5016 | 1322.5361 | 1322.5361 | 338.7377 | 1347.1967 | 1347.1967 | 1347.1967 | 515.0352
73960 | 1842.8072 | 1842.8072 | 1842.8072 | 1034.7684 | 14554.8192 | 14768.5512 | 14768.5512 | 3587.8181 | 1355.5861 | 1387.4799 | 1387.4799 | 422.2224 | 0.00011957 | 0.89572 | 0.9408 | 3.6217e-05 | 300.9321 | 300.9322 | 300.9322 | 120.6183 | 1395.0381 | 1429.6854 | 1429.6854 | 407.6311 | 1414.3179 | 1414.3179 | 1414.3179 | 620.6394
71180 | 2778.0769 | 2778.0769 | 2778.0769 | 690.6092 | 18403.3068 | 18520.7193 | 18520.7193 | 4721.0325 | 1355.5861 | 1387.4799 | 1387.4799 | 422.2224 | 0.00011957 | 0.89572 | 0.9408 | 3.6217e-05 | 300.9321 | 300.9322 | 300.9322 | 120.6183 | 1395.0381 | 1429.6854 | 1429.6854 | 407.6311 | 1414.3179 | 1414.3179 | 1414.3179 | 620.6394
71180 | 1888.4203 | 1888.4203 | 1888.4203 | 1065.0174 | 18934.9337 | 19102.6208 | 19102.6208 | 4940.8122 | 1407.8982 | 1438.3872 | 1438.3872 | 492.6674 | 0.000105 | 0.93073 | 0.97554 | 5.4789e-05 | 300.7838 | 300.7838 | 300.7838 | 131.5972 | 1448.4332 | 1481.7982 | 1481.7982 | 476.1005 | 1451.5231 | 1451.5231 | 1451.5231 | 725.0132
68400 | 3179.6012 | 3179.6012 | 3179.6012 | 950.5193 | 22909.3333 | 22984.2658 | 22984.2658 | 6264.3717 | 1407.8982 | 1438.3872 | 1438.3872 | 492.6674 | 0.000105 | 0.93073 | 0.97554 | 5.4789e-05 | 300.7838 | 300.7838 | 300.7838 | 131.5972 | 1448.4332 | 1481.7982 | 1481.7982 | 476.1005 | 1451.5231 | 1451.5231 | 1451.5231 | 725.0132
68400 | 1999.703 | 1999.703 | 1999.703 | 1073.8163 | 23460.8622 | 23591.5259 | 23591.5259 | 6517.27 | 1419.6975 | 1447.3941 | 1447.3941 | 562.3815 | 0.00010594 | 0.95412 | 0.99896 | 8.2505e-05 | 302.9885 | 302.9885 | 302.9885 | 142.9045 | 1460.1076 | 1490.7559 | 1490.7559 | 543.8791 | 1484.98 | 1484.98 | 1484.98 | 829.1389
65620 | 3495.4637 | 3495.4637 | 3495.4637 | 1231.1898 | 27421.4266 | 27466.8882 | 27466.8882 | 8029.2539 | 1419.6975 | 1447.3941 | 1447.3941 | 562.3815 | 0.00010594 | 0.95412 | 0.99896 | 8.2505e-05 | 302.9885 | 302.9885 | 302.9885 | 142.9045 | 1460.1076 | 1490.7559 | 1490.7559 | 543.8791 | 1484.98 | 1484.98 | 1484.98 | 829.1389
65620 | 2108.967 | 2108.967 | 2108.967 | 1056.8607 | 27975.7514 | 28080.9059 | 28080.9059 | 8314.7063 | 1405.0053 | 1430.5689 | 1430.5689 | 631.2026 | 0.000134 | 0.97407 | 1.019 | 0.00012419 | 307.0202 | 307.0203 | 307.0203 | 154.8223 | 1444.669 | 1473.2386 | 1473.2386 | 610.8036 | 1513.1256 | 1513.1256 | 1513.1256 | 931.6337
62840 | 3774.1425 | 3774.1425 | 3774.1425 | 1533.081 | 31812.0749 | 31837.806 | 31837.806 | 10012.7404 | 1405.0053 | 1430.5689 | 1430.5689 | 631.2026 | 0.000134 | 0.97407 | 1.019 | 0.00012419 | 307.0202 | 307.0203 | 307.0203 | 154.8223 | 1444.669 | 1473.2386 | 1473.2386 | 610.8036 | 1513.1256 | 1513.1256 | 1513.1256 | 931.6337
62840 | 2215.2467 | 2215.2467 | 2215.2467 | 1008.725 | 32355.4177 | 32443.0165 | 32443.0165 | 10329.486 | 1378.61 | 1404.0732 | 1404.0732 | 698.9325 | 0.00017853 | 0.97047 | 1.0149 | 0.00018754 | 313.808 | 313.8081 | 313.8081 | 167.0766 | 1416.9165 | 1445.3736 | 1445.3736 | 676.3822 | 1536.8425 | 1536.8425 | 1536.8425 | 1038.4231
60060 | 4060.7666 | 4060.7666 | 4060.7666 | 1878.0911 | 35985.1218 | 35993.6099 | 35993.6099 | 12209.8284 | 1378.61 | 1404.0732 | 1404.0732 | 698.9325 | 0.00017853 | 0.97047 | 1.0149 | 0.00018754 | 313.808 | 313.8081 | 313.8081 | 167.0766 | 1416.9165 | 1445.3736 | 1445.3736 | 676.3822 | 1536.8425 | 1536.8425 | 1536.8425 | 1038.4231
60060 | 2353.4315 | 2353.4315 | 2353.4315 | 900.1414 | 36506.9329 | 36579.0699 | 36579.0699 | 12556.7616 | 1358.0167 | 1381.4244 | 1381.4244 | 765.3655 | 0.00023985 | 0.96085 | 1.0043 | 0.00028715 | 324.8199 | 324.82 | 324.82 | 180.9839 | 1397.8642 | 1424.233 | 1424.233 | 741.9862 | 1527.2052 | 1527.2052 | 1527.2052 | 1131.6681
57280 | 4331.2287 | 4331.2287 | 4331.2287 | 2245.8959 | 39895.0726 | 39896.2406 | 39896.2406 | 14619.4832 | 1358.0167 | 1381.4244 | 1381.4244 | 765.3655 | 0.00023985 | 0.96085 | 1.0043 | 0.00028715 | 324.8199 | 324.82 | 324.82 | 180.9839 | 1397.8642 | 1424.233 | 1424.233 | 741.9862 | 1527.2052 | 1527.2052 | 1527.2052 | 1131.6681
57280 | 2604.053 | 2604.053 | 2604.053 | 892.3385 | 40416.2175 | 40485.4623 | 40485.4623 | 15014.8036 | 1376.8791 | 1395.9503 | 1395.9503 | 845.0196 | 0.00032599 | 1.0334 | 1.0804 | 0.00041363 | 338.8837 | 338.8838 | 338.8838 | 196.9083 | 1413.422 | 1435.7258 | 1435.7258 | 815.2143 | 1512.9021 | 1512.9021 | 1512.9021 | 1227.3592
54500 | 4444.4371 | 4444.4371 | 4444.4371 | 2519.7201 | 43592.1604 | 43599.4006 | 43599.4006 | 17281.0994 | 1376.8791 | 1395.9503 | 1395.9503 | 845.0196 | 0.00032599 | 1.0334 | 1.0804 | 0.00041363 | 338.8837 | 338.8838 | 338.8838 | 196.9083 | 1413.422 | 1435.7258 | 1435.7258 | 815.2143 | 1512.9021 | 1512.9021 | 1512.9021 | 1227.3592
54500 | 2870.804 | 2870.804 | 2870.804 | 850.278 | 44083.9224 | 44164.1579 | 44164.1579 | 17707.256 | 1391.4669 | 1410.0121 | 1410.0121 | 908.9521 | 0.00047065 | 0.9852 | 1.0294 | 0.00063741 | 351.4277 | 351.4279 | 351.428 | 214.7501 | 1431.4258 | 1453.0639 | 1453.0639 | 878.7449 | 1515.7218 | 1515.7218 | 1515.7218 | 1328.9545
51720 | 4537.2458 | 4537.2458 | 4537.2458 | 2844.2155 | 47008.2718 | 47028.3533 | 47028.3533 | 20150.1667 | 1391.4669 | 1410.0121 | 1410.0121 | 908.9521 | 0.00047065 | 0.9852 | 1.0294 | 0.00063741 | 351.4277 | 351.4279 | 351.428 | 214.7501 | 1431.4258 | 1453.0639 | 1453.0639 | 878.7449 | 1515.7218 | 1515.7218 | 1515.7218 | 1328.9545
51720 | 3123.3605 | 3123.3605 | 3123.3605 | 767.3662 | 47464.7421 | 47558.6237 | 47558.6237 | 20604.5246 | 1430.8406 | 1449.6527 | 1449.6527 | 973.8475 | 0.00069373 | 1.0118 | 1.0567 | 0.00095956 | 359.5383 | 359.5386 | 359.5386 | 232.5718 | 1472.1341 | 1494.1328 | 1494.1328 | 941.7278 | 1533.2399 | 1533.2399 | 1533.2399 | 1426.3632
48940 | 4608.7126 | 4608.7126 | 4608.7126 | 3197.9236 | 50168.7529 | 50201.478 | 50201.478 | 23222.528 | 1430.8406 | 1449.6527 | 1449.6527 | 973.8475 | 0.00069373 | 1.0118 | 1.0567 | 0.00095956 | 359.5383 | 359.5386 | 359.5386 | 232.5718 | 1472.1341 | 1494.1328 | 1494.1328 | 941.7278 | 1533.2399 | 1533.2399 | 1533.2399 | 1426.3632
48940 | 3334.0436 | 3334.0436 | 3334.0436 | 659.5937 | 50595.4324 | 50703.8555 | 50703.8555 | 23707.2553 | 1486.0435 | 1506.0518 | 1506.0518 | 1037.943 | 0.0010272 | 1.033 | 1.0778 | 0.0014342 | 363.912 | 363.9124 | 363.9124 | 250.6274 | 1529.725 | 1553.0059 | 1553.0059 | 1004.3164 | 1570.8402 | 1570.8402 | 1570.8402 | 1522.7506
46160 | 4683.8913 | 4683.8913 | 4683.8913 | 3573.653 | 53123.7735 | 53167.4758 | 53167.4758 | 26499.2547 | 1486.0435 | 1506.0518 | 1506.0518 | 1037.943 | 0.0010272 | 1.033 | 1.0778 | 0.0014342 | 363.912 | 363.9124 | 363.9124 | 250.6274 | 1529.725 | 1553.0059 | 1553.0059 | 1004.3164 | 1570.8402 | 1570.8402 | 1570.8402 | 1522.7506
46160 | 3500.1941 | 3500.1942 | 3500.1942 | 528.4844 | 53521.994 | 53642.8182 | 53642.8182 | 27013.5602 | 1549.6934 | 1571.2996 | 1571.2996 | 1101.2587 | 0.0015201 | 1.0629 | 1.1077 | 0.0021322 | 366.9423 | 366.9429 | 366.9429 | 268.3807 | 1595.7696 | 1620.765 | 1620.765 | 1066.1589 | 1615.9991 | 1615.9991 | 1615.9991 | 1617.5003
43380 | 4780.3024 | 4780.3024 | 4780.3024 | 3968.1663 | 55922.9465 | 55974.2836 | 55974.2836 | 29977.4818 | 1549.6934 | 1571.2996 | 1571.2996 | 1101.2587 | 0.0015201 | 1.0629 | 1.1077 | 0.0021322 | 366.9423 | 366.9429 | 366.9429 | 268.3807 | 1595.7696 | 1620.765 | 1620.765 | 1066.1589 | 1615.9991 | 1615.9991 | 1615.9991 | 1617.5003
43380 | 3643.2376 | 3643.2377 | 3643.2377 | 374.8187 | 56297.2295 | 56427.8429 | 56427.8429 | 30521.1602 | 1615.0104 | 1638.3393 | 1638.3393 | 1163.296 | 0.002238 | 1.0953 | 1.1402 | 0.0031502 | 371.0597 | 371.0605 | 371.0605 | 285.6241 | 1663.3704 | 1690.2198 | 1690.2198 | 1126.9175 | 1657.707 | 1657.707 | 1657.707 | 1710.7855
40600 | 4897.897 | 4897.897 | 4897.897 | 4381.1651 | 58616.8618 | 58672.8338 | 58672.8338 | 33653.9909 | 1615.0104 | 1638.3393 | 1638.3393 | 1163.296 | 0.002238 | 1.0953 | 1.1402 | 0.0031502 | 371.0597 | 371.0605 | 371.0605 | 285.6241 | 1663.3704 | 1690.2198 | 1690.2198 | 1126.9175 | 1657.707 | 1657.707 | 1657.707 | 1710.7855
40600 | 3792.6735 | 3792.6736 | 3792.6736 | 195.3004 | 58970.9235 | 59107.9177 | 59107.9177 | 34225.5637 | 1678.6494 | 1703.8073 | 1703.8073 | 1223.72 | 0.0032707 | 1.1272 | 1.1721 | 0.0046154 | 376.2043 | 376.2054 | 376.2054 | 301.6883 | 1728.9701 | 1757.7809 | 1757.7809 | 1186.2626 | 1695.9771 | 1695.9771 | 1695.9771 | 1804.315
37820 | 5022.0195 | 5022.0195 | 5022.0195 | 4820.6954 | 61250.2276 | 61307.1278 | 61307.1278 | 37523.3736 | 1678.6494 | 1703.8073 | 1703.8073 | 1223.72 | 0.0032707 | 1.1272 | 1.1721 | 0.0046154 | 376.2043 | 376.2054 | 376.2054 | 301.6883 | 1728.9701 | 1757.7809 | 1757.7809 | 1186.2626 | 1695.9771 | 1695.9771 | 1695.9771 | 1804.315
37820 | 3954.6769 | 3954.6771 | 3954.6771 | 22.928 | 61589.1159 | 61729.8232 | 61729.8232 | 38121.4873 | 1740.2993 | 1767.4474 | 1767.4474 | 1281.7404 | 0.0047312 | 1.1779 | 1.2232 | 0.0066863 | 380.4734 | 380.4748 | 380.4748 | 316.5933 | 1792.5573 | 1823.5436 | 1823.5436 | 1243.6827 | 1736.5948 | 1736.5948 | 1736.5948 | 1894.4977
35040 | 5139.8313 | 5139.8313 | 5139.8313 | 5289.6315 | 63863.182 | 63917.7475 | 63917.7475 | 41578.9253 | 1740.2993 | 1767.4474 | 1767.4474 | 1281.7404 | 0.0047312 | 1.1779 | 1.2232 | 0.0066863 | 380.4734 | 380.4748 | 380.4748 | 316.5933 | 1792.5573 | 1823.5436 | 1823.5436 | 1243.6827 | 1736.5948 | 1736.5948 | 1736.5948 | 1894.4977
35040 | 4113.0532 | 4113.0534 | 4113.0534 | 297.2239 | 64190.9266 | 64330.2192 | 64330.2192 | 42199.4981 | 1803.0696 | 1833.5792 | 1833.5792 | 1336.9609 | 0.0067614 | 1.1998 | 1.2442 | 0.0095625 | 379.7792 | 379.781 | 379.7811 | 328.6482 | 1855.9578 | 1890.3789 | 1890.3789 | 1297.7933 | 1810.6872 | 1810.6872 | 1810.6872 | 1998.5246
32260 | 5291.1435 | 5291.1436 | 5291.1436 | 5853.1223 | 66489.2845 | 66532.8867 | 66532.8867 | 45807.3636 | 1803.0696 | 1833.5792 | 1833.5792 | 1336.9609 | 0.0067614 | 1.1998 | 1.2442 | 0.0095625 | 379.7792 | 379.781 | 379.7811 | 328.6482 | 1855.9578 | 1890.3789 | 1890.3789 | 1297.7933 | 1810.6872 | 1810.6872 | 1810.6872 | 1998.5246
32260 | 4215.7329 | 4215.7331 | 4215.7331 | 714.6737 | 66810.9741 | 66941.7202 | 66941.7202 | 46446.9194 | 1870.4337 | 1899.8202 | 1899.8202 | 1388.3921 | 0.0096541 | 1.2179 | 1.2608 | 0.01364 | 374.0296 | 374.032 | 374.0321 | 340.7408 | 1929.8661 | 1963.2074 | 1963.2074 | 1352.5439 | 1872.9945 | 1872.9946 | 1872.9946 | 2064.1408
29480 | 5483.9089 | 5483.9089 | 5483.9089 | 6452.9851 | 69171.5155 | 69209.5728 | 69209.5728 | 50206.9915 | 1870.4337 | 1899.8202 | 1899.8202 | 1388.3921 | 0.0096541 | 1.2179 | 1.2608 | 0.01364 | 374.0296 | 374.032 | 374.0321 | 340.7408 | 1929.8661 | 1963.2074 | 1963.2074 | 1352.5439 | 1872.9945 | 1872.9946 | 1872.9946 | 2064.1408
29480 | 4407.9639 | 4407.9642 | 4407.9642 | 800.2414 | 69522.3226 | 69661.661 | 69661.661 | 50919.1267 | 2003.4699 | 2028.9499 | 2028.9499 | 1478.864 | 0.011176 | 1.4574 | 1.5061 | 0.015773 | 362.2372 | 362.2405 | 362.2406 | 351.5008 | 2057.639 | 2087.8413 | 2087.8413 | 1430.4611 | 1960.2934 | 1960.2935 | 1960.2935 | 2137.4533
26700 | 5519.2973 | 5519.2973 | 5519.2973 | 6742.3617 | 72048.667 | 72104.0428 | 72104.0428 | 54895.8084 | 2003.4699 | 2028.9499 | 2028.9499 | 1478.864 | 0.011176 | 1.4574 | 1.5061 | 0.015773 | 362.2372 | 362.2405 | 362.2406 | 351.5008 | 2057.639 | 2087.8413 | 2087.8413 | 1430.4611 | 1960.2934 | 1960.2935 | 1960.2935 | 2137.4533
26700 | 4532.2485 | 4532.2489 | 4532.249 | 953.4196 | 72414.4805 | 72573.8747 | 72573.8747 | 55627.664 | 2098.484 | 2130.9719 | 2130.9719 | 1522.4301 | 0.013657 | 1.4081 | 1.4523 | 0.019046 | 342.1162 | 342.1208 | 342.1209 | 360.5375 | 2160.3893 | 2197.435 | 2197.435 | 1479.665 | 2077.3629 | 2077.363 | 2077.3631 | 2230.8301
23920 | 5655.532 | 5655.532 | 5655.532 | 7155.1272 | 75107.709 | 75164.1159 | 75164.1159 | 59741.1326 | 2098.484 | 2130.9719 | 2130.9719 | 1522.4301 | 0.013657 | 1.4081 | 1.4523 | 0.019046 | 342.1162 | 342.1208 | 342.1209 | 360.5375 | 2160.3893 | 2197.435 | 2197.435 | 1479.665 | 2077.3629 | 2077.363 | 2077.3631 | 2230.8301
23920 | 4606.7124 | 4606.713 | 4606.713 | 1201.7921 | 75493.4627 | 75653.2127 | 75653.2127 | 60483.1143 | 2216.6292 | 2257.2456 | 2257.2456 | 1567.5069 | 0.011953 | 1.518 | 1.5633 | 0.015829 | 311.5589 | 311.565 | 311.5652 | 360.6061 | 2280.7358 | 2326.3005 | 2326.3005 | 1526.7993 | 2180.8291 | 2180.8293 | 2180.8293 | 2312.7359
21140 | 5858.5766 | 5858.5766 | 5858.5767 | 7631.198 | 78413.9735 | 78447.0538 | 78447.0538 | 64727.6162 | 2216.6292 | 2257.2456 | 2257.2456 | 1567.5069 | 0.011953 | 1.518 | 1.5633 | 0.015829 | 311.5589 | 311.565 | 311.5652 | 360.6061 | 2280.7358 | 2326.3005 | 2326.3005 | 1526.7993 | 2180.8291 | 2180.8293 | 2180.8293 | 2312.7359
21140 | 4666.8717 | 4666.8726 | 4666.8726 | 1507.2031 | 78831.7313 | 78965.9393 | 78965.9393 | 65482.7398 | 2344.5884 | 2396.3065 | 2396.3065 | 1607.1273 | 0.0010509 | 1.6011 | 1.6466 | 0.0038721 | 274.4734 | 274.4817 | 274.4819 | 350.0015 | 2412.6479 | 2469.6583 | 2469.6583 | 1571.0776 | 2294.2605 | 2294.2609 | 2294.2609 | 2396.0415
18360 | 6127.0498 | 6127.0498 | 6127.0498 | 8168.1986 | 82043.349 | 82067.6297 | 82067.6297 | 69850.3356 | 2344.5884 | 2396.3065 | 2396.3065 | 1607.1273 | 0.0010509 | 1.6011 | 1.6466 | 0.0038721 | 274.4734 | 274.4817 | 274.4819 | 350.0015 | 2412.6479 | 2469.6583 | 2469.6583 | 1571.0776 | 2294.2605 | 2294.2609 | 2294.2609 | 2396.0415
18360 | 4693.1922 | 4693.1933 | 4693.1934 | 1894.8478 | 82500.3483 | 82576.7182 | 82576.7182 | 70610.7448 | 2475.0426 | 2540.8074 | 2540.8074 | 1639.8629 | 0.035873 | 1.7558 | 1.8019 | 0.061803 | 251.1008 | 251.1119 | 251.1121 | 325.6436 | 2547.2812 | 2618.7559 | 2618.7559 | 1610.097 | 2409.2536 | 2409.2539 | 2409.2539 | 2474.8294
15580 | 6454.4492 | 6454.4495 | 6454.4495 | 8774.8735 | 86060.5538 | 86182.8833 | 86182.8833 | 75086.8144 | 2475.0426 | 2540.8074 | 2540.8074 | 1639.8629 | 0.035873 | 1.7558 | 1.8019 | 0.061803 | 251.1008 | 251.1119 | 251.1121 | 325.6436 | 2547.2812 | 2618.7559 | 2618.7559 | 1610.097 | 2409.2536 | 2409.2539 | 2409.2539 | 2474.8294
15580 | 4642.6691 | 4642.6709 | 4642.6709 | 2412.8356 | 86549.2235 | 86586.8962 | 86586.8962 | 75840.5943 | 2587.8725 | 2674.5298 | 2674.5298 | 1658.5367 | 0.11383 | 1.9018 | 1.9472 | 0.19543 | 287.7884 | 287.8031 | 287.8034 | 281.7041 | 2663.6798 | 2756.2684 | 2756.2684 | 1638.2843 | 2587.1185 | 2587.119 | 2587.119 | 2572.0852
12800 | 7018.3096 | 7018.3099 | 7018.3099 | 9563.2325 | 90480.4054 | 90775.4744 | 90775.4744 | 80395.0247 | 2587.8725 | 2674.5298 | 2674.5298 | 1658.5367 | 0.11383 | 1.9018 | 1.9472 | 0.19543 | 287.7884 | 287.8031 | 287.8034 | 281.7041 | 2663.6798 | 2756.2684 | 2756.2684 | 1638.2843 | 2587.1185 | 2587.119 | 2587.119 | 2572.0852
12800 | 4448.212 | 4448.2148 | 4448.2148 | 3238.92 | 91003.6045 | 91215.8478 | 91215.8478 | 81119.8109 | 2675.4445 | 2787.8078 | 2787.8078 | 1661.692 | 0.2297 | 2.4904 | 2.5443 | 0.43183 | 409.688 | 409.708 | 409.7084 | 221.2369 | 2754.9963 | 2874.8011 | 2874.8011 | 1653.9637 | 2725.3375 | 2725.3389 | 2725.3389 | 2665.2337
10020 | 7882.4367 | 7882.4377 | 7882.4378 | 10648.2698 | 95304.1876 | 95849.4883 | 95849.4883 | 85717.8301 | 2675.4445 | 2787.8078 | 2787.8078 | 1661.692 | 0.2297 | 2.4904 | 2.5443 | 0.43183 | 409.688 | 409.708 | 409.7084 | 221.2369 | 2754.9963 | 2874.8011 | 2874.8011 | 1653.9637 | 2725.3375 | 2725.3389 | 2725.3389 | 2665.2337
10020 | 4358.6264 | 4358.6281 | 4358.6282 | 4687.2214 | 95787.7028 | 96309.0405 | 96309.0405 | 86375.7448 | 2670.1856 | 2839.1466 | 2839.1466 | 1619.497 | 0.16131 | 1.4587 | 1.4882 | 0.56847 | 615.5155 | 615.5413 | 615.5418 | 126.193 | 2751.0631 | 2924.2803 | 2924.2803 | 1630.2664 | 3142.8869 | 3142.8911 | 3142.8912 | 2880.6956
7240 | 10217.2594 | 10217.2727 | 10217.273 | 12695.5552 | 100293.3044 | 101296.186 | 101296.186 | 90907.8853 | 2670.1856 | 2839.1466 | 2839.1466 | 1619.497 | 0.16131 | 1.4587 | 1.4882 | 0.56847 | 615.5155 | 615.5413 | 615.5418 | 126.193 | 2751.0631 | 2924.2803 | 2924.2803 | 1630.2664 | 3142.8869 | 3142.8911 | 3142.8912 | 2880.6956
7240 | 6194.6747 | 6194.694 | 6194.6944 | 7747.6565 | 100739.0104 | 101726.1198 | 101726.1198 | 91419.3569 | 2735.1986 | 2836.1431 | 2836.1431 | 1612.0422 | 1.6351 | 4.8034 | 4.8734 | 1.0687 | 770.9776 | 771.0146 | 771.0155 | 52.2667 | 2822.1032 | 2933.3481 | 2933.3481 | 1630.0256 | 3110.6363 | 3110.6647 | 3110.6654 | 3068.1256
4460 | 13670.3331 | 13670.3927 | 13670.3941 | 16277.0458 | 105612.7936 | 106909.1637 | 106909.1637 | 95950.8281 | 2735.1986 | 2836.1431 | 2836.1431 | 1612.0422 | 1.6351 | 4.8034 | 4.8734 | 1.0687 | 770.9776 | 771.0146 | 771.0155 | 52.2667 | 2822.1032 | 2933.3481 | 2933.3481 | 1630.0256 | 3110.6363 | 3110.6647 | 3110.6654 | 3068.1256
4460 | 5187.1316 | 5187.135 | 5187.135 | 6306.5609 | 108046.3798 | 108357.5808 | 108357.5808 | 97533.5237 | 1970.9482 | 2029.7504 | 2029.7504 | 665.9934 | 0.18783 | 1.6333 | 1.6647 | 1.3087 | 838.4069 | 838.4764 | 838.478 | 100.2578 | 2034.6352 | 2098.129 | 2098.129 | 728.1235 | 3017.6005 | 3017.6461 | 3017.6471 | 2851.8205
0 | 13538.7213 | 13538.928 | 13538.9327 | 19025.6805 | 111743.4274 | 112337.8106 | 112337.8106 | 100780.9548 | 1970.9482 | 2029.7504 | 2029.7504 | 665.9934 | 0.18783 | 1.6333 | 1.6647 | 1.3087 | 838.4069 | 838.4764 | 838.478 | 100.2578 | 2034.6352 | 2098.129 | 2098.129 | 728.1235 | 3017.6005 | 3017.6461 | 3017.6471 | 2851.8205
0 | 23341.5163 | 23341.7735 | 23341.7793 | 31169.9568 | 109446.7356 | 109453.3648 | 109453.3648 | 99039.0711 | 4995.6082 | 5018.0807 | 5018.0807 | 4084.4391 | 1.6152 | 2.2067 | 2.2194 | 1.1429 | 1037.275 | 1037.3406 | 1037.3421 | 386.0134 | 5128.6777 | 5153.0609 | 5153.0609 | 4133.1151 | 5488.531 | 5488.5995 | 5488.601 | 7116.3631
-4520 | 1813.0596 | 1813.1121 | 1813.1132 | 996.0042 | 86582.5759 | 86699.4174 | 86699.4174 | 80357.3909 | 4995.6082 | 5018.0807 | 5018.0807 | 4084.4391 | 1.6152 | 2.2067 | 2.2194 | 1.1429 | 1037.275 | 1037.3406 | 1037.3421 | 386.0134 | 5128.6777 | 5153.0609 | 5153.0609 | 4133.1151 | 5488.531 | 5488.5995 | 5488.601 | 7116.3631
-4520 | 7441.7926 | 7441.8495 | 7441.8508 | 10863.0334 | 84598.4327 | 84772.7302 | 84772.7302 | 78619.7404 | 5696.896 | 5698.0851 | 5698.0851 | 4778.9437 | 2.7344 | 2.8166 | 2.8184 | 3.8905 | 259.1484 | 259.207 | 259.2084 | 473.7752 | 5870.327 | 5871.2559 | 5871.2559 | 4841.8807 | 3738.2015 | 3738.221 | 3738.2214 | 5129.1911
-7520 | 3831.2602 | 3831.2617 | 3831.2618 | 4524.5399 | 67089.4413 | 67260.9521 | 67260.9521 | 64094.0984 | 5696.896 | 5698.0851 | 5698.0851 | 4778.9437 | 2.7344 | 2.8166 | 2.8184 | 3.8905 | 259.1484 | 259.207 | 259.2084 | 473.7752 | 5870.327 | 5871.2559 | 5871.2559 | 4841.8807 | 3738.2015 | 3738.221 | 3738.2214 | 5129.1911
-7520 | 2653.5733 | 2653.5736 | 2653.5736 | 4636.4203 | 65264.8703 | 65437.6484 | 65437.6484 | 62409.0396 | 4927.604 | 4938.8189 | 4938.8189 | 4206.6656 | 0.72406 | 0.73479 | 0.73517 | 1.0158 | 1177.0341 | 1177.0788 | 1177.0798 | 1137.9416 | 5063.8226 | 5075.0047 | 5075.0047 | 4239.5652 | 1613.7107 | 1613.7114 | 1613.7114 | 2542.0597
-10520 | 2209.9899 | 2209.9922 | 2209.9923 | 2989.7587 | 50174.3665 | 50313.5981 | 50313.5981 | 49690.3442 | 4927.604 | 4938.8189 | 4938.8189 | 4206.6656 | 0.72406 | 0.73479 | 0.73517 | 1.0158 | 1177.0341 | 1177.0788 | 1177.0798 | 1137.9416 | 5063.8226 | 5075.0047 | 5075.0047 | 4239.5652 | 1613.7107 | 1613.7114 | 1613.7114 | 2542.0597
-10520 | 2015.7721 | 2015.7795 | 2015.7797 | 3137.5019 | 48692.3891 | 48824.3118 | 48824.3118 | 48351.3253 | 3689.3657 | 3697.158 | 3697.158 | 3198.7682 | 1.4352 | 1.4932 | 1.4943 | 2.5536 | 1663.1731 | 1663.2113 | 1663.2122 | 1493.134 | 3780.2793 | 3788.2593 | 3788.2593 | 3217.2211 | 1036.6724 | 1036.6756 | 1036.6757 | 1543.6431
-13520 | 1107.9531 | 1107.9554 | 1107.9554 | 1493.4274 | 37498.7635 | 37606.7463 | 37606.7463 | 38699.6619 | 3689.3657 | 3697.158 | 3697.158 | 3198.7682 | 1.4352 | 1.4932 | 1.4943 | 2.5536 | 1663.1731 | 1663.2113 | 1663.2122 | 1493.134 | 3780.2793 | 3788.2593 | 3788.2593 | 3217.2211 | 1036.6724 | 1036.6756 | 1036.6757 | 1543.6431
-13520 | 1063.3554 | 1063.3568 | 1063.3568 | 1704.9812 | 36659.9376 | 36768.3853 | 36768.3853 | 37915.2801 | 2683.3956 | 2687.3331 | 2687.3331 | 2341.2617 | 1.137 | 1.19 | 1.1911 | 2.3302 | 1910.2628 | 1910.298 | 1910.2988 | 1675.7603 | 2775.2893 | 2779.3974 | 2779.3974 | 2394.4724 | 662.1753 | 662.1756 | 662.1756 | 1027.2281
-16520 | 990.4293 | 990.4298 | 990.4298 | 1376.7032 | 28568.8431 | 28664.9666 | 28664.9666 | 30731.863 | 2683.3956 | 2687.3331 | 2687.3331 | 2341.2617 | 1.137 | 1.19 | 1.1911 | 2.3302 | 1910.2628 | 1910.298 | 1910.2988 | 1675.7603 | 2775.2893 | 2779.3974 | 2779.3974 | 2394.4724 | 662.1753 | 662.1756 | 662.1756 | 1027.2281

## W3
W3
| M2 [kN-m] |  |  |  | M3 [kN-m] |  |  |  | V2 [kN] (Web only) |  |  |  | V3 [kN] (Flange only) |  |  |  | Axial [kN] |  |  |  | V2 [kN] |  |  |  | V3 [kN]
| RSA | RSA -veT | RSA +veT | Wind | RSA | RSA -veT | RSA +veT | Wind | RSA | RSA -veT | RSA +veT | Wind | RSA | RSA -veT | RSA +veT | Wind | RSA | RSA -veT | RSA +veT | Wind | RSA | RSA -veT | RSA +veT | Wind | RSA | RSA -veT | RSA +veT | Wind
90150 | 332.8785 | 332.8785 | 332.8785 | 91.5339 | 754.7191 | 1053.1312 | 1053.1312 | 46.1885 | 239.659 | 297.4405 | 297.4405 | 43.9722 | 5.6505e-05 | 0.34063 | 0.31051 | 8.0842e-07 | 210.816 | 210.816 | 210.816 | 61.0064 | 241.731 | 300.3715 | 300.3715 | 29.2503 | 40.2883 | 40.2883 | 40.2883 | 2.4544
85080 | 271.9783 | 271.9783 | 271.9783 | 79.09 | 1920.9002 | 2516.6198 | 2516.6198 | 194.4875 | 239.659 | 297.4405 | 297.4405 | 43.9722 | 5.6505e-05 | 0.34063 | 0.31051 | 8.0842e-07 | 210.816 | 210.816 | 210.816 | 61.0064 | 241.731 | 300.3715 | 300.3715 | 29.2503 | 40.2883 | 40.2883 | 40.2883 | 2.4544
85080 | 889.4691 | 889.4691 | 889.4691 | 268.29 | 2685.419 | 3582.4214 | 3582.4214 | 255.2027 | 410.4539 | 516.8345 | 516.8345 | 77.3397 | 0.00032482 | 1.5347 | 1.7493 | 9.2322e-06 | 552.8658 | 552.8658 | 552.8658 | 165.6069 | 421.5749 | 532.4515 | 532.4515 | 90.0745 | 370.208 | 370.208 | 370.208 | 99.227
82300 | 172.0753 | 172.0753 | 172.0753 | 7.5611 | 3065.4764 | 3654.2418 | 3654.2418 | 505.6098 | 410.4539 | 516.8345 | 516.8345 | 77.3397 | 0.00032482 | 1.5347 | 1.7493 | 9.2322e-06 | 552.8658 | 552.8658 | 552.8658 | 165.6069 | 421.5749 | 532.4515 | 532.4515 | 90.0745 | 370.208 | 370.208 | 370.208 | 99.227
82300 | 866.7415 | 866.7415 | 866.7415 | 302.925 | 3897.2814 | 4860.7965 | 4860.7965 | 572.6864 | 684.5009 | 844.4041 | 844.4041 | 141.4751 | 0.00034384 | 1.4583 | 1.5475 | 2.625e-05 | 1097.9011 | 1097.9011 | 1097.9011 | 337.5937 | 701.1822 | 865.103 | 865.103 | 148.3194 | 456.2121 | 456.2121 | 456.2121 | 135.0225
79520 | 435.3009 | 435.3009 | 435.3009 | 72.4375 | 4981.3076 | 5489.123 | 5489.123 | 985.0144 | 684.5009 | 844.4041 | 844.4041 | 141.4751 | 0.00034384 | 1.4583 | 1.5475 | 2.625e-05 | 1097.9011 | 1097.9011 | 1097.9011 | 337.5937 | 701.1822 | 865.103 | 865.103 | 148.3194 | 456.2121 | 456.2121 | 456.2121 | 135.0225
79520 | 929.5799 | 929.5799 | 929.5799 | 365.6833 | 5911.0931 | 6907.4891 | 6907.4891 | 1068.8821 | 884.2722 | 1108.4373 | 1108.4373 | 185.7981 | 0.00048356 | 2.2269 | 2.365 | 4.5995e-05 | 1807.8169 | 1807.8169 | 1807.8169 | 580.3961 | 906.1007 | 1136.7306 | 1136.7306 | 198.4603 | 584.8056 | 584.8056 | 584.8056 | 188.3856
76740 | 744.568 | 744.568 | 744.568 | 158.0288 | 7446.9163 | 7802.1611 | 7802.1611 | 1620.6017 | 884.2722 | 1108.4373 | 1108.4373 | 185.7981 | 0.00048356 | 2.2269 | 2.365 | 4.5995e-05 | 1807.8169 | 1807.8169 | 1807.8169 | 580.3961 | 906.1007 | 1136.7306 | 1136.7306 | 198.4603 | 584.8056 | 584.8056 | 584.8056 | 188.3856
76740 | 883.5124 | 883.5124 | 883.5124 | 411.4865 | 8424.9059 | 9364.7797 | 9364.7797 | 1723.1029 | 1023.7811 | 1286.1097 | 1286.1097 | 234.0334 | 0.00045637 | 2.3684 | 2.4886 | 7.5427e-05 | 2633.3533 | 2633.3534 | 2633.3534 | 895.9763 | 1048.8967 | 1318.3698 | 1318.3698 | 249.81 | 640.5079 | 640.5079 | 640.5079 | 237.1833
73960 | 978.8012 | 978.8012 | 978.8012 | 247.8832 | 10343.9242 | 10534.663 | 10534.663 | 2417.5746 | 1023.7811 | 1286.1097 | 1286.1097 | 234.0334 | 0.00045637 | 2.3684 | 2.4886 | 7.5427e-05 | 2633.3533 | 2633.3534 | 2633.3534 | 895.9763 | 1048.8967 | 1318.3698 | 1318.3698 | 249.81 | 640.5079 | 640.5079 | 640.5079 | 237.1833
73960 | 856.9852 | 856.9852 | 856.9852 | 452.8166 | 11363.3523 | 12215.1384 | 12215.1384 | 2539.3218 | 1102.4048 | 1388.8477 | 1388.8477 | 280.3888 | 0.00039909 | 2.5458 | 2.6732 | 0.00012156 | 3520.3662 | 3520.3663 | 3520.3663 | 1284.26 | 1129.5257 | 1423.9118 | 1423.9118 | 300.3084 | 676.7987 | 676.7987 | 676.7987 | 286.7081
71180 | 1157.2657 | 1157.2657 | 1157.2657 | 344.2319 | 13480.0977 | 13513.4905 | 13513.4905 | 3374.1792 | 1102.4048 | 1388.8477 | 1388.8477 | 280.3888 | 0.00039909 | 2.5458 | 2.6732 | 0.00012156 | 3520.3662 | 3520.3663 | 3520.3663 | 1284.26 | 1129.5257 | 1423.9118 | 1423.9118 | 300.3084 | 676.7987 | 676.7987 | 676.7987 | 286.7081
71180 | 847.6916 | 847.6916 | 847.6916 | 486.8598 | 14548.7918 | 15300.2328 | 15300.2328 | 3515.813 | 1127.8423 | 1423.7188 | 1423.7188 | 327.1871 | 0.00031869 | 2.6016 | 2.726 | 0.00019472 | 4427.9891 | 4427.9891 | 4427.9891 | 1744.7996 | 1155.6118 | 1459.6962 | 1459.6962 | 350.7169 | 695.2388 | 695.2388 | 695.2388 | 335.3099
68400 | 1281.8285 | 1281.8285 | 1281.8285 | 445.3019 | 16712.6783 | 16806.5919 | 16806.5919 | 4490.806 | 1127.8423 | 1423.7188 | 1423.7188 | 327.1871 | 0.00031869 | 2.6016 | 2.726 | 0.00019472 | 4427.9891 | 4427.9891 | 4427.9891 | 1744.7996 | 1155.6118 | 1459.6962 | 1459.6962 | 350.7169 | 695.2388 | 695.2388 | 695.2388 | 335.3099
68400 | 857.927 | 857.927 | 857.927 | 514.5465 | 17838.0889 | 18501.2665 | 18501.2665 | 4652.4863 | 1113.05 | 1409.2941 | 1409.2941 | 373.3698 | 0.00035808 | 2.6797 | 2.8057 | 0.00031124 | 5328.6956 | 5328.6957 | 5328.6957 | 2276.6893 | 1140.505 | 1445.0236 | 1445.0236 | 400.6468 | 711.0968 | 711.0968 | 711.0968 | 383.7057
65620 | 1378.5684 | 1378.5684 | 1378.5684 | 552.1555 | 19911.7742 | 20095.1584 | 20095.1584 | 5766.2844 | 1113.05 | 1409.2941 | 1409.2941 | 373.3698 | 0.00035808 | 2.6797 | 2.8057 | 0.00031124 | 5328.6956 | 5328.6957 | 5328.6957 | 2276.6893 | 1140.505 | 1445.0236 | 1445.0236 | 400.6468 | 711.0968 | 711.0968 | 711.0968 | 383.7057
65620 | 866.7466 | 866.7466 | 866.7466 | 533.7777 | 21096.6348 | 21697.3615 | 21697.3615 | 5947.9672 | 1076.532 | 1372.5029 | 1372.5029 | 419.5229 | 0.00050948 | 2.7332 | 2.8584 | 0.0004971 | 6206.422 | 6206.4221 | 6206.4221 | 2878.4418 | 1103.1633 | 1407.4315 | 1407.4315 | 450.3828 | 723.3001 | 723.3001 | 723.3001 | 430.9688
62840 | 1462.6338 | 1462.6338 | 1462.6338 | 664.3157 | 22985.192 | 23230.3308 | 23230.3308 | 7200.0313 | 1076.532 | 1372.5029 | 1372.5029 | 419.5229 | 0.00050948 | 2.7332 | 2.8584 | 0.0004971 | 6206.422 | 6206.4221 | 6206.4221 | 2878.4418 | 1103.1633 | 1407.4315 | 1407.4315 | 450.3828 | 723.3001 | 723.3001 | 723.3001 | 430.9688
62840 | 868.8716 | 868.8717 | 868.8717 | 543.1382 | 24223.2606 | 24783.1738 | 24783.1738 | 7401.4904 | 1042.7073 | 1343.8313 | 1343.8313 | 465.2891 | 0.00072555 | 2.778 | 2.9039 | 0.00079389 | 7050.427 | 7050.4271 | 7050.4271 | 3547.5298 | 1068.3383 | 1377.9557 | 1377.9557 | 499.5338 | 729.3179 | 729.3179 | 729.3179 | 477.8086
60060 | 1541.9781 | 1541.9781 | 1541.9781 | 785.1696 | 25863.8172 | 26164.6403 | 26164.6403 | 8790.1944 | 1042.7073 | 1343.8313 | 1343.8313 | 465.2891 | 0.00072555 | 2.778 | 2.9039 | 0.00079389 | 7050.427 | 7050.4271 | 7050.4271 | 3547.5298 | 1068.3383 | 1377.9557 | 1377.9557 | 499.5338 | 729.3179 | 729.3179 | 729.3179 | 477.8086
60060 | 872.3559 | 872.3559 | 872.3559 | 534.6246 | 27140.0987 | 27662.1465 | 27662.1465 | 9011.189 | 1027.2707 | 1327.8734 | 1327.8734 | 512.7494 | 0.0010294 | 2.8023 | 2.9298 | 0.0012685 | 7849.195 | 7849.1951 | 7849.1951 | 4278.7304 | 1053.5852 | 1362.9554 | 1362.9554 | 550.9037 | 730.969 | 730.969 | 730.969 | 526.5623
57280 | 1629.7043 | 1629.7043 | 1629.7043 | 929.2185 | 28547.2744 | 28885.2758 | 28885.2758 | 10542.7011 | 1027.2707 | 1327.8734 | 1327.8734 | 512.7494 | 0.0010294 | 2.8023 | 2.9298 | 0.0012685 | 7849.195 | 7849.1951 | 7849.1951 | 4278.7304 | 1053.5852 | 1362.9554 | 1362.9554 | 550.9037 | 730.969 | 730.969 | 730.969 | 526.5623
57280 | 934.0248 | 934.0248 | 934.0248 | 558.915 | 29895.5509 | 30429.2958 | 30429.2958 | 10792.782 | 1047.0898 | 1346.3399 | 1346.3399 | 554.4037 | 0.0015166 | 2.7317 | 2.855 | 0.0020446 | 8626.4339 | 8626.434 | 8626.434 | 5103.8559 | 1072.2147 | 1379.9689 | 1379.9689 | 595.9991 | 723.7674 | 723.7674 | 723.7674 | 570.3149
54500 | 1644.858 | 1644.858 | 1644.858 | 1026.5604 | 31051.0826 | 31372.8945 | 31372.8945 | 12449.6594 | 1047.0898 | 1346.3399 | 1346.3399 | 554.4037 | 0.0015166 | 2.7317 | 2.855 | 0.0020446 | 8626.4339 | 8626.434 | 8626.434 | 5103.8559 | 1072.2147 | 1379.9689 | 1379.9689 | 595.9991 | 723.7674 | 723.7674 | 723.7674 | 570.3149
54500 | 1009.9569 | 1009.9569 | 1009.9569 | 572.3843 | 32389.5196 | 32951.988 | 32951.988 | 12719.3979 | 1106.9582 | 1407.6869 | 1407.6869 | 598.0239 | 0.0023627 | 2.7891 | 2.9155 | 0.0033026 | 9349.9032 | 9349.9034 | 9349.9034 | 5989.9347 | 1134.3731 | 1443.8425 | 1443.8425 | 643.6462 | 723.8266 | 723.8267 | 723.8267 | 617.826
51720 | 1660.0432 | 1660.0432 | 1660.0432 | 1145.1719 | 33358.6546 | 33656.5112 | 33656.5112 | 14508.7342 | 1106.9582 | 1407.6869 | 1407.6869 | 598.0239 | 0.0023627 | 2.7891 | 2.9155 | 0.0033026 | 9349.9032 | 9349.9034 | 9349.9034 | 5989.9347 | 1134.3731 | 1443.8425 | 1443.8425 | 643.6462 | 723.8266 | 723.8267 | 723.8267 | 617.826
51720 | 1091.0021 | 1091.0022 | 1091.0022 | 569.8615 | 34651.4588 | 35253.9495 | 35253.9495 | 14797.7314 | 1189.9454 | 1496.3803 | 1496.3803 | 642.2901 | 0.0037479 | 2.8066 | 2.9321 | 0.0052975 | 10021.9411 | 10021.9414 | 10021.9414 | 6940.3365 | 1219.0507 | 1534.3461 | 1534.3461 | 691.1503 | 730.8646 | 730.8647 | 730.8647 | 662.2317
48940 | 1672.3327 | 1672.3328 | 1672.3328 | 1271.1425 | 35514.7856 | 35788.8162 | 35788.8162 | 16719.1291 | 1189.9454 | 1496.3803 | 1496.3803 | 642.2901 | 0.0037479 | 2.8066 | 2.9321 | 0.0052975 | 10021.9411 | 10021.9414 | 10021.9414 | 6940.3365 | 1219.0507 | 1534.3461 | 1534.3461 | 691.1503 | 730.8646 | 730.8647 | 730.8647 | 662.2317
48940 | 1165.9216 | 1165.9217 | 1165.9217 | 561.8592 | 36726.0727 | 37373.9564 | 37373.9564 | 17026.8471 | 1277.2756 | 1593.9048 | 1593.9048 | 685.1771 | 0.0059839 | 2.8981 | 3.0241 | 0.0084762 | 10647.8695 | 10647.8698 | 10647.8698 | 7956.1077 | 1308.4116 | 1634.2086 | 1634.2086 | 737.5494 | 748.5271 | 748.5272 | 748.5272 | 707.2305
46160 | 1693.2181 | 1693.2182 | 1693.2182 | 1404.2415 | 37563.311 | 37821.143 | 37821.143 | 19077.2346 | 1277.2756 | 1593.9048 | 1593.9048 | 685.1771 | 0.0059839 | 2.8981 | 3.0241 | 0.0084762 | 10647.8695 | 10647.8698 | 10647.8698 | 7956.1077 | 1308.4116 | 1634.2086 | 1634.2086 | 737.5494 | 748.5271 | 748.5272 | 748.5272 | 707.2305
46160 | 1226.488 | 1226.4881 | 1226.4881 | 546.6662 | 38662.3126 | 39352.728 | 39352.728 | 19403.2584 | 1354.3849 | 1683.6554 | 1683.6554 | 727.4466 | 0.0095651 | 2.999 | 3.125 | 0.013551 | 11235.4538 | 11235.4542 | 11235.4542 | 9037.2141 | 1387.2133 | 1725.9918 | 1725.9918 | 783.3124 | 769.924 | 769.9241 | 769.9241 | 751.5306
43380 | 1725.0686 | 1725.0687 | 1725.0687 | 1542.5888 | 39550.7917 | 39802.1803 | 39802.1803 | 21580.8669 | 1354.3849 | 1683.6554 | 1683.6554 | 727.4466 | 0.0095651 | 2.999 | 3.125 | 0.013551 | 11235.4538 | 11235.4542 | 11235.4542 | 9037.2141 | 1387.2133 | 1725.9918 | 1725.9918 | 783.3124 | 769.924 | 769.9241 | 769.9241 | 751.5306
43380 | 1276.1974 | 1276.1975 | 1276.1975 | 524.672 | 40515.8039 | 41242.367 | 41242.367 | 21924.4367 | 1411.4755 | 1754.5575 | 1754.5575 | 768.9579 | 0.015308 | 3.094 | 3.2201 | 0.021659 | 11792.864 | 11792.8644 | 11792.8644 | 10182.7983 | 1445.5224 | 1798.4833 | 1798.4833 | 828.3601 | 789.9258 | 789.9259 | 789.9259 | 795.1342
40600 | 1764.4406 | 1764.4408 | 1764.4408 | 1685.8011 | 41514.0642 | 41768.7325 | 41768.7325 | 24227.2778 | 1411.4755 | 1754.5575 | 1754.5575 | 768.9579 | 0.015308 | 3.094 | 3.2201 | 0.021659 | 11792.864 | 11792.8644 | 11792.8644 | 10182.7983 | 1445.5224 | 1798.4833 | 1798.4833 | 828.3601 | 789.9258 | 789.9259 | 789.9259 | 795.1342
40600 | 1326.4347 | 1326.4349 | 1326.4349 | 495.0212 | 42336.1642 | 43091.2932 | 43091.2932 | 24587.4564 | 1444.3081 | 1802.1398 | 1802.1398 | 809.7309 | 0.024518 | 3.1847 | 3.3111 | 0.034621 | 12327.2093 | 12327.2099 | 12327.2099 | 11391.3073 | 1478.8865 | 1846.9977 | 1846.9977 | 872.6195 | 808.2194 | 808.2195 | 808.2195 | 838.6532
37820 | 1804.6532 | 1804.6533 | 1804.6533 | 1836.4348 | 43479.7637 | 43747.9839 | 43747.9839 | 27013.3385 | 1444.3081 | 1802.1398 | 1802.1398 | 809.7309 | 0.024518 | 3.1847 | 3.3111 | 0.034621 | 12327.2093 | 12327.2099 | 12327.2099 | 11391.3073 | 1478.8865 | 1846.9977 | 1846.9977 | 872.6195 | 808.2194 | 808.2195 | 808.2195 | 838.6532
37820 | 1382.0457 | 1382.0459 | 1382.0459 | 452.2352 | 44163.8817 | 44938.3737 | 44938.3737 | 27388.7269 | 1454.4651 | 1827.3337 | 1827.3337 | 850.1252 | 0.039296 | 3.2781 | 3.4043 | 0.055357 | 12844.2509 | 12844.2517 | 12844.2517 | 12659.5594 | 1489.2007 | 1872.7259 | 1872.7259 | 916.5494 | 827.5605 | 827.5607 | 827.5607 | 879.9164
35040 | 1842.6456 | 1842.6458 | 1842.6458 | 1993.9322 | 45465.4836 | 45757.1915 | 45757.1915 | 29936.7343 | 1454.4651 | 1827.3337 | 1827.3337 | 850.1252 | 0.039296 | 3.2781 | 3.4043 | 0.055357 | 12844.2509 | 12844.2517 | 12844.2517 | 12659.5594 | 1489.2007 | 1872.7259 | 1872.7259 | 916.5494 | 827.5605 | 827.5607 | 827.5607 | 879.9164
35040 | 1439.7189 | 1439.7192 | 1439.7192 | 391.4401 | 46029.5239 | 46813.3017 | 46813.3017 | 30325.6663 | 1449.1449 | 1841.8067 | 1841.8067 | 889.8681 | 0.063031 | 3.4406 | 3.5674 | 0.088562 | 13349.2137 | 13349.2148 | 13349.2148 | 13981.3858 | 1482.7974 | 1886.5994 | 1886.5994 | 959.2411 | 854.4804 | 854.4806 | 854.4806 | 920.7032
32260 | 1888.2286 | 1888.2289 | 1888.2289 | 2168.1148 | 47480.8882 | 47819.68 | 47819.68 | 32992.3565 | 1449.1449 | 1841.8067 | 1841.8067 | 889.8681 | 0.063031 | 3.4406 | 3.5674 | 0.088562 | 13349.2137 | 13349.2148 | 13349.2148 | 13981.3858 | 1482.7974 | 1886.5994 | 1886.5994 | 959.2411 | 854.4804 | 854.4806 | 854.4806 | 920.7032
32260 | 1480.203 | 1480.2034 | 1480.2034 | 289.229 | 47953.4985 | 48724.8069 | 48724.8069 | 33393.0552 | 1442.2832 | 1844.7062 | 1844.7062 | 934.422 | 0.10124 | 3.7438 | 3.8737 | 0.14186 | 13845.9675 | 13845.9689 | 13845.9689 | 15342.6821 | 1478.5961 | 1892.9552 | 1892.9552 | 1008.7616 | 899.7799 | 899.7802 | 899.7802 | 968.4804
29480 | 1985.9554 | 1985.9558 | 1985.9558 | 2403.1465 | 49556.8241 | 49937.4341 | 49937.4341 | 36197.4124 | 1442.2832 | 1844.7062 | 1844.7062 | 934.422 | 0.10124 | 3.7438 | 3.8737 | 0.14186 | 13845.9675 | 13845.9689 | 13845.9689 | 15342.6821 | 1478.5961 | 1892.9552 | 1892.9552 | 1008.7616 | 899.7799 | 899.7802 | 899.7802 | 968.4804
29480 | 1580.3615 | 1580.362 | 1580.362 | 295.7652 | 50003.6398 | 50850.0326 | 50850.0326 | 36635.9398 | 1429.1582 | 1850.4162 | 1850.4162 | 961.6475 | 0.16522 | 3.8004 | 3.9228 | 0.23086 | 14381.0437 | 14381.0456 | 14381.0457 | 16839.8015 | 1460.1822 | 1893.259 | 1893.259 | 1039.8804 | 943.9202 | 943.9206 | 943.9206 | 1002.7253
26700 | 2000.5679 | 2000.5685 | 2000.5685 | 2491.8112 | 51710.1312 | 52067.6919 | 52067.6919 | 39526.8072 | 1429.1582 | 1850.4162 | 1850.4162 | 961.6475 | 0.16522 | 3.8004 | 3.9228 | 0.23086 | 14381.0437 | 14381.0456 | 14381.0457 | 16839.8015 | 1460.1822 | 1893.259 | 1893.259 | 1039.8804 | 943.9202 | 943.9206 | 943.9206 | 1002.7253
26700 | 1649.9538 | 1649.9543 | 1649.9543 | 279.5544 | 52141.7767 | 53050.287 | 53050.287 | 39974.2536 | 1449.5508 | 1902.72 | 1902.72 | 995.6973 | 0.27066 | 4.2955 | 4.4235 | 0.37716 | 14943.5409 | 14943.5434 | 14943.5435 | 18375.6834 | 1483.4362 | 1949.6784 | 1949.6784 | 1079.153 | 1001.5764 | 1001.5768 | 1001.5768 | 1048.7384
23920 | 2068.0978 | 2068.0985 | 2068.0985 | 2635.9382 | 53960.0081 | 54347.6509 | 54347.6509 | 42974.299 | 1449.5508 | 1902.72 | 1902.72 | 995.6973 | 0.27066 | 4.2955 | 4.4235 | 0.37716 | 14943.5409 | 14943.5434 | 14943.5435 | 18375.6834 | 1483.4362 | 1949.6784 | 1949.6784 | 1079.153 | 1001.5764 | 1001.5768 | 1001.5768 | 1048.7384
23920 | 1695.2159 | 1695.2167 | 1695.2167 | 224.6602 | 54406.705 | 55326.451 | 55326.451 | 43426.9415 | 1509.2882 | 1997.8217 | 1997.8217 | 1032.309 | 0.43859 | 4.6242 | 4.7502 | 0.60958 | 15553.307 | 15553.3104 | 15553.3105 | 19961.0054 | 1544.0906 | 2046.325 | 2046.325 | 1118.3073 | 1054.3851 | 1054.3857 | 1054.3858 | 1086.3162
21140 | 2158.7766 | 2158.7777 | 2158.7777 | 2795.2988 | 56353.5385 | 56830.004 | 56830.004 | 46535.8358 | 1509.2882 | 1997.8217 | 1997.8217 | 1032.309 | 0.43859 | 4.6242 | 4.7502 | 0.60958 | 15553.307 | 15553.3104 | 15553.3105 | 19961.0054 | 1544.0906 | 2046.325 | 2046.325 | 1118.3073 | 1054.3851 | 1054.3857 | 1054.3858 | 1086.3162
21140 | 1738.2885 | 1738.2895 | 1738.2895 | 159.7523 | 56837.0044 | 57707.0915 | 57707.0915 | 46988.3649 | 1600.7957 | 2132.3027 | 2132.3027 | 1064.9654 | 0.70869 | 5.1868 | 5.3147 | 0.98265 | 16228.9612 | 16228.9657 | 16228.9658 | 21598.6537 | 1637.8348 | 2184.1766 | 2184.1766 | 1154.4344 | 1117.4097 | 1117.4105 | 1117.4105 | 1128.048
18360 | 2280.2385 | 2280.2397 | 2280.2397 | 2976.2212 | 58934.5884 | 59583.3316 | 59583.3316 | 50197.6925 | 1600.7957 | 2132.3027 | 2132.3027 | 1064.9654 | 0.70869 | 5.1868 | 5.3147 | 0.98265 | 16228.9612 | 16228.9657 | 16228.9658 | 21598.6537 | 1637.8348 | 2184.1766 | 2184.1766 | 1154.4344 | 1117.4097 | 1117.4105 | 1117.4105 | 1128.048
18360 | 1761.791 | 1761.7925 | 1761.7926 | 66.6835 | 59462.3399 | 60188.0137 | 60188.0137 | 50643.7849 | 1725.1143 | 2301.6459 | 2301.6459 | 1099.1144 | 1.1464 | 5.7918 | 5.9177 | 1.5862 | 16986.0122 | 16986.0182 | 16986.0183 | 23284.9661 | 1765.4657 | 2357.5197 | 2357.5197 | 1189.588 | 1176.4816 | 1176.4829 | 1176.483 | 1164.2507
15580 | 2415.5056 | 2415.5079 | 2415.5079 | 3169.9333 | 61759.7527 | 62679.9892 | 62679.9892 | 53950.8396 | 1725.1143 | 2301.6459 | 2301.6459 | 1099.1144 | 1.1464 | 5.7918 | 5.9177 | 1.5862 | 16986.0122 | 16986.0182 | 16986.0183 | 23284.9661 | 1765.4657 | 2357.5197 | 2357.5197 | 1189.588 | 1176.4816 | 1176.4829 | 1176.483 | 1164.2507
15580 | 1758.0519 | 1758.0531 | 1758.0531 | 61.6234 | 62323.3005 | 62784.4373 | 62784.4373 | 54380.881 | 1864.609 | 2497.7161 | 2497.7161 | 1131.4196 | 1.8643 | 7.0211 | 7.1522 | 2.5757 | 17834.827 | 17834.8348 | 17834.835 | 25007.3833 | 1907.9619 | 2558.2658 | 2558.2658 | 1223.9493 | 1266.9773 | 1266.9781 | 1266.9781 | 1208.3931
12800 | 2649.6342 | 2649.6352 | 2649.6352 | 3420.9562 | 64860.3283 | 66207.0363 | 66207.0363 | 57783.46 | 1864.609 | 2497.7161 | 2497.7161 | 1131.4196 | 1.8643 | 7.0211 | 7.1522 | 2.5757 | 17834.827 | 17834.8348 | 17834.835 | 25007.3833 | 1907.9619 | 2558.2658 | 2558.2658 | 1223.9493 | 1266.9773 | 1266.9781 | 1266.9781 | 1208.3931
12800 | 1623.9427 | 1623.9466 | 1623.9467 | 310.0005 | 65430.7622 | 65433.7187 | 65433.7187 | 58186.7918 | 2022.8185 | 2701.8635 | 2701.8635 | 1177.5979 | 3.0848 | 8.1018 | 8.2221 | 4.2605 | 18765.3033 | 18765.3139 | 18765.3141 | 26731.0743 | 2071.4264 | 2767.0658 | 2767.0658 | 1263.2609 | 1296.2961 | 1296.3005 | 1296.3006 | 1218.8701
10020 | 2899.9533 | 2899.9618 | 2899.962 | 3698.4594 | 68303.5846 | 70234.5057 | 70234.5057 | 61698.657 | 2022.8185 | 2701.8635 | 2701.8635 | 1177.5979 | 3.0848 | 8.1018 | 8.2221 | 4.2605 | 18765.3033 | 18765.3139 | 18765.3141 | 26731.0743 | 2071.4264 | 2767.0658 | 2767.0658 | 1263.2609 | 1296.2961 | 1296.3005 | 1296.3006 | 1218.8701
10020 | 1385.8754 | 1385.8786 | 1385.8787 | 720.5932 | 68835.6108 | 69507.9095 | 69507.9095 | 62054.8211 | 2174.1083 | 2957.5802 | 2957.5802 | 1215.8055 | 5.4094 | 11.899 | 12.0469 | 7.4897 | 19728.5178 | 19728.5314 | 19728.5317 | 28379.8445 | 2220.6073 | 3025.2749 | 3025.2749 | 1300.6804 | 1424.8557 | 1424.8621 | 1424.8623 | 1293.6652
7240 | 3621.3927 | 3621.4074 | 3621.4077 | 4316.9824 | 72009.7076 | 74918.9822 | 74918.9822 | 65670.7127 | 2174.1083 | 2957.5802 | 2957.5802 | 1215.8055 | 5.4094 | 11.899 | 12.0469 | 7.4897 | 19728.5178 | 19728.5314 | 19728.5317 | 28379.8445 | 2220.6073 | 3025.2749 | 3025.2749 | 1300.6804 | 1424.8557 | 1424.8621 | 1424.8623 | 1293.6652
7240 | 1555.7319 | 1555.7571 | 1555.7577 | 1839.6496 | 72466.6353 | 74253.8572 | 74253.8572 | 65985.5548 | 2429.1013 | 3027.2745 | 3027.2745 | 1417.4206 | 11.3425 | 16.9331 | 17.0499 | 15.835 | 20543.3408 | 20543.36 | 20543.3604 | 29750.0584 | 2510.903 | 3127.1246 | 3127.1246 | 1460.2794 | 1230.2094 | 1230.2493 | 1230.2503 | 1092.022
4460 | 4387.1144 | 4387.2003 | 4387.2022 | 4875.4706 | 76645.4674 | 80145.7855 | 80145.7855 | 70045.1316 | 2429.1013 | 3027.2745 | 3027.2745 | 1417.4206 | 11.3425 | 16.9331 | 17.0499 | 15.835 | 20543.3408 | 20543.36 | 20543.3604 | 29750.0584 | 2510.903 | 3127.1246 | 3127.1246 | 1460.2794 | 1230.2094 | 1230.2493 | 1230.2503 | 1092.022
4460 | 2111.2208 | 2111.3368 | 2111.3394 | 404.7319 | 77161.9891 | 77418.3922 | 77418.3922 | 70218.2015 | 3060.208 | 3566.8748 | 3566.8748 | 1984.4005 | 8.6456 | 11.9438 | 12.0119 | 11.8383 | 22772.6222 | 22772.6389 | 22772.6393 | 32322.8832 | 3141.3575 | 3658.6542 | 3658.6542 | 1998.4388 | 1593.7336 | 1593.7905 | 1593.7918 | 1553.1501
0 | 5633.1704 | 5633.3081 | 5633.3112 | 7331.7815 | 87456.2094 | 90019.7558 | 90019.7558 | 79131.2384 | 3060.208 | 3566.8748 | 3566.8748 | 1984.4005 | 8.6456 | 11.9438 | 12.0119 | 11.8383 | 22772.6222 | 22772.6389 | 22772.6393 | 32322.8832 | 3141.3575 | 3658.6542 | 3658.6542 | 1998.4388 | 1593.7336 | 1593.7905 | 1593.7918 | 1553.1501
0 | 9720.8039 | 9720.9055 | 9720.9078 | 12488.3871 | 88542.5015 | 89005.0703 | 89005.0703 | 79630.056 | 5605.0991 | 5640.3128 | 5640.3128 | 4521.1414 | 3.6652 | 3.8701 | 3.8734 | 4.9809 | 20222.8837 | 20222.8849 | 20222.8849 | 29514.9423 | 5721.2887 | 5757.1469 | 5757.1469 | 4654.0601 | 2812.8077 | 2812.8459 | 2812.8467 | 3469.9975
-4520 | 3008.7366 | 3008.8076 | 3008.8092 | 3196.0015 | 62919.5038 | 63544.1519 | 63544.1519 | 58593.7045 | 5605.0991 | 5640.3128 | 5640.3128 | 4521.1414 | 3.6652 | 3.8701 | 3.8734 | 4.9809 | 20222.8837 | 20222.8849 | 20222.8849 | 29514.9423 | 5721.2887 | 5757.1469 | 5757.1469 | 4654.0601 | 2812.8077 | 2812.8459 | 2812.8467 | 3469.9975
-4520 | 2853.2134 | 2853.2872 | 2853.2889 | 3749.5968 | 63546.7724 | 63974.7046 | 63974.7046 | 59001.8496 | 5768.0985 | 5798.1371 | 5798.1371 | 4806.7835 | 0.11037 | 0.20292 | 0.20535 | 0.031457 | 17030.5947 | 17030.5985 | 17030.5986 | 25743.9839 | 5920.7895 | 5951.1362 | 5951.1362 | 4957.9043 | 1735.2701 | 1735.3037 | 1735.3045 | 2151.0692
-7520 | 2361.724 | 2361.7512 | 2361.7518 | 2703.6109 | 45869.5458 | 46206.4377 | 46206.4377 | 44128.1368 | 5768.0985 | 5798.1371 | 5798.1371 | 4806.7835 | 0.11037 | 0.20292 | 0.20535 | 0.031457 | 17030.5947 | 17030.5985 | 17030.5986 | 25743.9839 | 5920.7895 | 5951.1362 | 5951.1362 | 4957.9043 | 1735.2701 | 1735.3037 | 1735.3045 | 2151.0692
-7520 | 1832.7385 | 1832.7497 | 1832.7499 | 2467.0915 | 46551.3096 | 46848.203 | 46848.203 | 44617.7392 | 4691.1137 | 4722.1905 | 4722.1905 | 3993.8676 | 0.11579 | 0.28723 | 0.29093 | 0.095032 | 14724.8311 | 14724.8435 | 14724.8438 | 22881.3881 | 4803.7686 | 4835.4021 | 4835.4021 | 4106.4764 | 1121.1061 | 1121.1087 | 1121.1087 | 1445.7215
-10520 | 1533.138 | 1533.1416 | 1533.1417 | 1870.0729 | 32235.1688 | 32437.1616 | 32437.1616 | 32298.3101 | 4691.1137 | 4722.1905 | 4722.1905 | 3993.8676 | 0.11579 | 0.28723 | 0.29093 | 0.095032 | 14724.8311 | 14724.8435 | 14724.8438 | 22881.3881 | 4803.7686 | 4835.4021 | 4835.4021 | 4106.4764 | 1121.1061 | 1121.1087 | 1121.1087 | 1445.7215
-10520 | 1083.8918 | 1083.893 | 1083.893 | 1507.0174 | 32814.2315 | 33004.5952 | 33004.5952 | 32705.7653 | 3462.7483 | 3481.1959 | 3481.1959 | 3002.2006 | 1.7058 | 1.8141 | 1.8164 | 2.7709 | 13285.365 | 13285.3801 | 13285.3804 | 21015.8929 | 3541.287 | 3560.0858 | 3560.0858 | 3077.9406 | 627.8701 | 627.8712 | 627.8713 | 837.2552
-13520 | 800.8411 | 800.8432 | 800.8433 | 1004.7481 | 22360.6265 | 22494.594 | 22494.594 | 23471.9435 | 3462.7483 | 3481.1959 | 3481.1959 | 3002.2006 | 1.7058 | 1.8141 | 1.8164 | 2.7709 | 13285.365 | 13285.3801 | 13285.3804 | 21015.8929 | 3541.287 | 3560.0858 | 3560.0858 | 3077.9406 | 627.8701 | 627.8712 | 627.8713 | 837.2552
-13520 | 531.8496 | 531.8501 | 531.8501 | 750.0311 | 22696.1434 | 22821.9027 | 22821.9027 | 23713.2952 | 2686.2881 | 2694.8283 | 2694.8283 | 2349.4702 | 2.9579 | 3.0264 | 3.0279 | 4.5879 | 12553.7901 | 12553.8062 | 12553.8065 | 20045.4116 | 2747.1204 | 2755.8819 | 2755.8819 | 2403.4002 | 329.9904 | 329.9908 | 329.9908 | 461.8517
-16520 | 473.0836 | 473.0843 | 473.0844 | 635.5241 | 14839.6724 | 14939.1472 | 14939.1472 | 16503.0946 | 2686.2881 | 2694.8283 | 2694.8283 | 2349.4702 | 2.9579 | 3.0264 | 3.0279 | 4.5879 | 12553.7901 | 12553.8062 | 12553.8065 | 20045.4116 | 2747.1204 | 2755.8819 | 2755.8819 | 2403.4002 | 329.9904 | 329.9908 | 329.9908 | 461.8517

## All Results
| Wall Total | [15 empty] | W1 | [28 empty] | W2 | [28 empty] | W3 | [28 empty] | Coupling beam shear
| M2 [kN-m] |  |  |  | M3 [kN-m] |  |  |  | V2 [kN] |  |  |  | V3 [kN] |  |  |  |  | M2 [kN-m] |  |  |  | M3 [kN-m] |  |  |  | V2 [kN] (Web only) |  |  |  | V3 [kN] (Flange only) |  |  |  | Axial [kN] |  |  |  | V2 [kN] |  |  |  | V3 [kN] |  |  |  |  | M2 [kN-m] |  |  |  | M3 [kN-m] |  |  |  | V2 [kN] (Web only) |  |  |  | V3 [kN] (Flange only) |  |  |  | Axial [kN] |  |  |  | V2 [kN] |  |  |  | V3 [kN] |  |  |  |  | M2 [kN-m] |  |  |  | M3 [kN-m] |  |  |  | V2 [kN] (Web only) |  |  |  | V3 [kN] (Flange only) |  |  |  | Axial [kN] |  |  |  | V2 [kN] |  |  |  | V3 [kN] |  |  |  | W1-W2 [kN] |  |  |  | W2-W3 [kN]
Elvs | RSA | RSA -veT | RSA +veT | Wind | RSA | RSA -veT | RSA +veT | Wind | RSA | RSA -veT | RSA +veT | Wind | RSA | RSA -veT | RSA +veT | Wind |  | RSA | RSA -veT | RSA +veT | Wind | RSA | RSA -veT | RSA +veT | Wind | RSA | RSA -veT | RSA +veT | Wind | RSA | RSA -veT | RSA +veT | Wind | RSA | RSA -veT | RSA +veT | Wind | RSA | RSA -veT | RSA +veT | Wind | RSA | RSA -veT | RSA +veT | Wind |  | RSA | RSA -veT | RSA +veT | Wind | RSA | RSA -veT | RSA +veT | Wind | RSA | RSA -veT | RSA +veT | Wind | RSA | RSA -veT | RSA +veT | Wind | RSA | RSA -veT | RSA +veT | Wind | RSA | RSA -veT | RSA +veT | Wind | RSA | RSA -veT | RSA +veT | Wind |  | RSA | RSA -veT | RSA +veT | Wind | RSA | RSA -veT | RSA +veT | Wind | RSA | RSA -veT | RSA +veT | Wind | RSA | RSA -veT | RSA +veT | Wind | RSA | RSA -veT | RSA +veT | Wind | RSA | RSA -veT | RSA +veT | Wind | RSA | RSA -veT | RSA +veT | Wind | RSA | RSA -veT | RSA +veT | Wind | RSA | RSA -veT | RSA +veT | Wind
90150 | 1.0363e-09 | 1.0528e-09 | 1.051e-09 | 3.3172e-09 | 3.9733e-09 | 4.0238e-09 | 4.0238e-09 | 1.5028e-09 | 432.6916 | 432.7063 | 432.7063 | 68.6277 | 345.6871 | 345.6871 | 345.6871 | 79.0276 | 90150 | 405.4402 | 405.4402 | 405.4402 | 97.1594 | 1537.3349 | 2036.537 | 2036.537 | 182.7155 | 225.6711 | 308.9688 | 308.9688 | 32.3118 | 5.0486e-05 | 0.28778 | 0.27912 | 9.3303e-06 | 479.2701 | 479.2701 | 479.2701 | 120.7898 | 227.5375 | 311.6029 | 311.6029 | 5.1996 | 117.4841 | 117.4841 | 117.4841 | 27.9214 | 90150 | 1695.2891 | 1695.2891 | 1695.2891 | 458.2116 | 847.8428 | 1048.6327 | 1048.6327 | 136.527 | 254.6128 | 280.952 | 280.952 | 57.919 | 6.4078e-05 | 0.29474 | 0.34104 | 2.4581e-05 | 304.5224 | 304.5224 | 304.5224 | 59.7834 | 252.4651 | 277.9047 | 277.9047 | 44.5699 | 213.9877 | 213.9877 | 213.9877 | 48.2538 | 90150 | 332.8785 | 332.8785 | 332.8785 | 91.5339 | 754.7191 | 1053.1312 | 1053.1312 | 46.1885 | 239.659 | 297.4405 | 297.4405 | 43.9722 | 5.6505e-05 | 0.34063 | 0.31051 | 8.0842e-07 | 210.816 | 210.816 | 210.816 | 61.0064 | 241.731 | 300.3715 | 300.3715 | 29.2503 | 40.2883 | 40.2883 | 40.2883 | 2.4544 | 239.6394 | 277.7809 | 284.1742 | 131.9153 | 105.4113 | 127.6797 | 132.0989 | 18.5338
85080 | 1752.6338 | 1752.6338 | 1752.6338 | 400.6702 | 2193.7465 | 2193.8211 | 2193.8211 | 347.9422 | 432.6916 | 432.7063 | 432.7063 | 68.6277 | 345.6871 | 345.6871 | 345.6871 | 79.0276 | 85080 | 190.2714 | 190.2714 | 190.2714 | 44.4018 | 2533.4168 | 3458.83 | 3458.83 | 209.0775 | 225.6711 | 308.9688 | 308.9688 | 32.3118 | 5.0486e-05 | 0.28778 | 0.27912 | 9.3303e-06 | 479.2701 | 479.2701 | 479.2701 | 120.7898 | 227.5375 | 311.6029 | 311.6029 | 5.1996 | 117.4841 | 117.4841 | 117.4841 | 27.9214 | 85080 | 629.1513 | 629.1513 | 629.1513 | 213.565 | 2097.8876 | 2427.656 | 2427.656 | 362.4965 | 254.6128 | 280.952 | 280.952 | 57.919 | 6.4078e-05 | 0.29474 | 0.34104 | 2.4581e-05 | 304.5224 | 304.5224 | 304.5224 | 59.7834 | 252.4651 | 277.9047 | 277.9047 | 44.5699 | 213.9877 | 213.9877 | 213.9877 | 48.2538 | 85080 | 271.9783 | 271.9783 | 271.9783 | 79.09 | 1920.9002 | 2516.6198 | 2516.6198 | 194.4875 | 239.659 | 297.4405 | 297.4405 | 43.9722 | 5.6505e-05 | 0.34063 | 0.31051 | 8.0842e-07 | 210.816 | 210.816 | 210.816 | 61.0064 | 241.731 | 300.3715 | 300.3715 | 29.2503 | 40.2883 | 40.2883 | 40.2883 | 2.4544 | 239.6394 | 277.7809 | 284.1742 | 131.9153 | 105.4113 | 127.6797 | 132.0989 | 18.5338
85080 | 1752.6338 | 1752.6338 | 1752.6338 | 400.6702 | 2193.7465 | 2193.8211 | 2193.8211 | 347.9422 | 1519.5954 | 1519.6622 | 1519.6622 | 333.6089 | 1187.8656 | 1187.8656 | 1187.8656 | 352.5098 | 85080 | 310.2453 | 310.2453 | 310.2453 | 121.5957 | 3456.5131 | 4702.5245 | 4702.5245 | 337.3179 | 608.0138 | 734.1404 | 734.1404 | 116.463 | 0.00024538 | 1.07 | 1.2322 | 2.4208e-05 | 844.0214 | 844.0214 | 844.0214 | 242.0973 | 617.919 | 747.2009 | 747.2009 | 114.0721 | 174.7379 | 174.7379 | 174.7379 | 67.7189 | 85080 | 1962.5282 | 1962.5282 | 1962.5282 | 645.0204 | 2315.5289 | 2664.6126 | 2664.6126 | 430.0217 | 563.5579 | 580.9728 | 580.9728 | 131.7979 | 6.1245e-05 | 0.31857 | 0.35585 | 1.5854e-05 | 336.8012 | 336.8012 | 336.8012 | 76.4904 | 582.8959 | 601.2343 | 601.2343 | 129.4306 | 643.6513 | 643.6513 | 643.6513 | 183.7711 | 85080 | 889.4691 | 889.4691 | 889.4691 | 268.29 | 2685.419 | 3582.4214 | 3582.4214 | 255.2027 | 410.4539 | 516.8345 | 516.8345 | 77.3397 | 0.00032482 | 1.5347 | 1.7493 | 9.2322e-06 | 552.8658 | 552.8658 | 552.8658 | 165.6069 | 421.5749 | 532.4515 | 532.4515 | 90.0745 | 370.208 | 370.208 | 370.208 | 99.227 | 182.4113 | 207.7717 | 210.8753 | 68.7275 | 174.3462 | 198.0266 | 201.0819 | 49.8482
82300 | 5049.7096 | 5049.7096 | 5049.7096 | 1380.6474 | 6414.4677 | 6414.728 | 6414.728 | 1275.375 | 1519.5954 | 1519.6622 | 1519.6622 | 333.6089 | 1187.8656 | 1187.8656 | 1187.8656 | 352.5098 | 82300 | 176.3307 | 176.3307 | 176.3307 | 66.6629 | 2451.4546 | 3338.0624 | 3338.0624 | 20.1976 | 608.0138 | 734.1404 | 734.1404 | 116.463 | 0.00024538 | 1.07 | 1.2322 | 2.4208e-05 | 844.0214 | 844.0214 | 844.0214 | 242.0973 | 617.919 | 747.2009 | 747.2009 | 114.0721 | 174.7379 | 174.7379 | 174.7379 | 67.7189 | 82300 | 358.9491 | 358.9491 | 358.9491 | 134.1368 | 3854.7868 | 4152.8896 | 4152.8896 | 789.8388 | 563.5579 | 580.9728 | 580.9728 | 131.7979 | 6.1245e-05 | 0.31857 | 0.35585 | 1.5854e-05 | 336.8012 | 336.8012 | 336.8012 | 76.4904 | 582.8959 | 601.2343 | 601.2343 | 129.4306 | 643.6513 | 643.6513 | 643.6513 | 183.7711 | 82300 | 172.0753 | 172.0753 | 172.0753 | 7.5611 | 3065.4764 | 3654.2418 | 3654.2418 | 505.6098 | 410.4539 | 516.8345 | 516.8345 | 77.3397 | 0.00032482 | 1.5347 | 1.7493 | 9.2322e-06 | 552.8658 | 552.8658 | 552.8658 | 165.6069 | 421.5749 | 532.4515 | 532.4515 | 90.0745 | 370.208 | 370.208 | 370.208 | 99.227 | 182.4113 | 207.7717 | 210.8753 | 68.7275 | 174.3462 | 198.0266 | 201.0819 | 49.8482
82300 | 5049.7096 | 5049.7096 | 5049.7096 | 1380.6474 | 6414.4677 | 6414.728 | 6414.728 | 1275.375 | 2345.1855 | 2345.3026 | 2345.3026 | 522.3077 | 1780.6752 | 1780.6752 | 1780.6752 | 549.1827 | 82300 | 532.8195 | 532.8195 | 532.8195 | 182.0713 | 3456.9155 | 4737.8732 | 4737.8732 | 174.745 | 913.3063 | 1093.1239 | 1093.1239 | 160.7007 | 0.00024459 | 0.85969 | 0.90573 | 9.2496e-05 | 1360.5811 | 1360.5811 | 1360.5811 | 425.0944 | 922.3397 | 1104.4675 | 1104.4675 | 173.3669 | 329.5788 | 329.5788 | 329.5788 | 109.6825 | 82300 | 2196.3503 | 2196.3503 | 2196.3503 | 806.4772 | 4125.5539 | 4443.2567 | 4443.2567 | 877.3095 | 870.8155 | 887.0493 | 887.0493 | 210.3046 | 0.00011436 | 0.62636 | 0.69031 | 4.2693e-06 | 327.5541 | 327.5541 | 327.5541 | 87.5007 | 895.8271 | 913.917 | 913.917 | 200.5659 | 996.6672 | 996.6672 | 996.6672 | 301.3548 | 82300 | 866.7415 | 866.7415 | 866.7415 | 302.925 | 3897.2814 | 4860.7965 | 4860.7965 | 572.6864 | 684.5009 | 844.4041 | 844.4041 | 141.4751 | 0.00034384 | 1.4583 | 1.5475 | 2.625e-05 | 1097.9011 | 1097.9011 | 1097.9011 | 337.5937 | 701.1822 | 865.103 | 865.103 | 148.3194 | 456.2121 | 456.2121 | 456.2121 | 135.0225 | 258.3733 | 290.3475 | 293.0191 | 96.6353 | 275.2215 | 305.586 | 308.1776 | 85.3467
79520 | 9984.2042 | 9984.2042 | 9984.2042 | 2907.3754 | 12926.5666 | 12927.1525 | 12927.1525 | 2727.3905 | 2345.1855 | 2345.3026 | 2345.3026 | 522.3077 | 1780.6752 | 1780.6752 | 1780.6752 | 549.1827 | 79520 | 385.3982 | 385.3982 | 385.3982 | 122.846 | 2894.4915 | 3669.134 | 3669.134 | 307.2149 | 913.3063 | 1093.1239 | 1093.1239 | 160.7007 | 0.00024459 | 0.85969 | 0.90573 | 9.2496e-05 | 1360.5811 | 1360.5811 | 1360.5811 | 425.0944 | 922.3397 | 1104.4675 | 1104.4675 | 173.3669 | 329.5788 | 329.5788 | 329.5788 | 109.6825 | 79520 | 778.0777 | 778.0777 | 778.0777 | 31.2892 | 6579.2774 | 6846.6904 | 6846.6904 | 1434.8828 | 870.8155 | 887.0493 | 887.0493 | 210.3046 | 0.00011436 | 0.62636 | 0.69031 | 4.2693e-06 | 327.5541 | 327.5541 | 327.5541 | 87.5007 | 895.8271 | 913.917 | 913.917 | 200.5659 | 996.6672 | 996.6672 | 996.6672 | 301.3548 | 79520 | 435.3009 | 435.3009 | 435.3009 | 72.4375 | 4981.3076 | 5489.123 | 5489.123 | 985.0144 | 684.5009 | 844.4041 | 844.4041 | 141.4751 | 0.00034384 | 1.4583 | 1.5475 | 2.625e-05 | 1097.9011 | 1097.9011 | 1097.9011 | 337.5937 | 701.1822 | 865.103 | 865.103 | 148.3194 | 456.2121 | 456.2121 | 456.2121 | 135.0225 | 258.3733 | 290.3475 | 293.0191 | 96.6353 | 275.2215 | 305.586 | 308.1776 | 85.3467
79520 | 9984.2042 | 9984.2042 | 9984.2042 | 2907.3754 | 12926.5666 | 12927.1525 | 12927.1525 | 2727.3905 | 2978.0166 | 2978.1846 | 2978.1846 | 709.5839 | 2177.9212 | 2177.9212 | 2177.9212 | 744.3941 | 79520 | 540.2858 | 540.2858 | 540.2858 | 223.2575 | 3739.1899 | 5037.6121 | 5037.6121 | 101.1384 | 1264.6695 | 1520.1342 | 1520.1342 | 229.5718 | 0.000357 | 1.4024 | 1.4881 | 0.00015338 | 2030.634 | 2030.634 | 2030.634 | 679.4379 | 1279.6177 | 1539.1273 | 1539.1273 | 241.5467 | 369.6036 | 369.6036 | 369.6036 | 142.8111 | 79520 | 2104.4412 | 2104.4412 | 2104.4412 | 908.0965 | 6961.1692 | 7263.7813 | 7263.7813 | 1557.0917 | 1090.0533 | 1116.6783 | 1116.6783 | 280.1711 | 0.00012502 | 0.71188 | 0.75374 | 1.4118e-05 | 317.6125 | 317.6126 | 317.6126 | 99.0417 | 1122.5741 | 1151.2858 | 1151.2858 | 269.4972 | 1224.7928 | 1224.7928 | 1224.7928 | 408.7289 | 79520 | 929.5799 | 929.5799 | 929.5799 | 365.6833 | 5911.0931 | 6907.4891 | 6907.4891 | 1068.8821 | 884.2722 | 1108.4373 | 1108.4373 | 185.7981 | 0.00048356 | 2.2269 | 2.365 | 4.5995e-05 | 1807.8169 | 1807.8169 | 1807.8169 | 580.3961 | 906.1007 | 1136.7306 | 1136.7306 | 198.4603 | 584.8056 | 584.8056 | 584.8056 | 188.3856 | 336.0512 | 378.3755 | 381.3691 | 131.9134 | 358.7106 | 398.1751 | 400.9336 | 120.4791
76740 | 15989.1828 | 15989.1828 | 15989.1828 | 4976.7909 | 21188.0331 | 21189.086 | 21189.086 | 4700.0336 | 2978.0166 | 2978.1846 | 2978.1846 | 709.5839 | 2177.9212 | 2177.9212 | 2177.9212 | 744.3941 | 76740 | 491.8824 | 491.8824 | 491.8824 | 173.7573 | 4334.775 | 4911.7603 | 4911.7603 | 772.6383 | 1264.6695 | 1520.1342 | 1520.1342 | 229.5718 | 0.000357 | 1.4024 | 1.4881 | 0.00015338 | 2030.634 | 2030.634 | 2030.634 | 679.4379 | 1279.6177 | 1539.1273 | 1539.1273 | 241.5467 | 369.6036 | 369.6036 | 369.6036 | 142.8111 | 76740 | 1552.5684 | 1552.5684 | 1552.5684 | 228.1699 | 10055.2013 | 10277.9947 | 10277.9947 | 2306.294 | 1090.0533 | 1116.6783 | 1116.6783 | 280.1711 | 0.00012502 | 0.71188 | 0.75374 | 1.4118e-05 | 317.6125 | 317.6126 | 317.6126 | 99.0417 | 1122.5741 | 1151.2858 | 1151.2858 | 269.4972 | 1224.7928 | 1224.7928 | 1224.7928 | 408.7289 | 76740 | 744.568 | 744.568 | 744.568 | 158.0288 | 7446.9163 | 7802.1611 | 7802.1611 | 1620.6017 | 884.2722 | 1108.4373 | 1108.4373 | 185.7981 | 0.00048356 | 2.2269 | 2.365 | 4.5995e-05 | 1807.8169 | 1807.8169 | 1807.8169 | 580.3961 | 906.1007 | 1136.7306 | 1136.7306 | 198.4603 | 584.8056 | 584.8056 | 584.8056 | 188.3856 | 336.0512 | 378.3755 | 381.3691 | 131.9134 | 358.7106 | 398.1751 | 400.9336 | 120.4791
76740 | 15989.1828 | 15989.1828 | 15989.1828 | 4976.7909 | 21188.0331 | 21189.086 | 21189.086 | 4700.0336 | 3429.5276 | 3429.7468 | 3429.7468 | 895.3948 | 2412.5555 | 2412.5555 | 2412.5555 | 938.0934 | 76740 | 590.4504 | 590.4504 | 590.4504 | 270.2024 | 4517.0327 | 5715.6319 | 5715.6319 | 517.0925 | 1522.4841 | 1820.798 | 1820.798 | 292.2305 | 0.0003556 | 1.4642 | 1.5368 | 0.00023827 | 2803.7514 | 2803.7515 | 2803.7515 | 1005.7704 | 1539.8303 | 1842.5571 | 1842.5571 | 306.7431 | 425.9469 | 425.9469 | 425.9469 | 180.0476 | 76740 | 1922.9009 | 1922.9009 | 1922.9009 | 982.6321 | 10493.8632 | 10753.6415 | 10753.6415 | 2459.3387 | 1252.7499 | 1283.2629 | 1283.2629 | 351.5277 | 0.00013294 | 0.83548 | 0.88155 | 2.3535e-05 | 305.8367 | 305.8367 | 305.8367 | 109.7941 | 1289.5016 | 1322.5361 | 1322.5361 | 338.7377 | 1347.1967 | 1347.1967 | 1347.1967 | 515.0352 | 76740 | 883.5124 | 883.5124 | 883.5124 | 411.4865 | 8424.9059 | 9364.7797 | 9364.7797 | 1723.1029 | 1023.7811 | 1286.1097 | 1286.1097 | 234.0334 | 0.00045637 | 2.3684 | 2.4886 | 7.5427e-05 | 2633.3533 | 2633.3534 | 2633.3534 | 895.9763 | 1048.8967 | 1318.3698 | 1318.3698 | 249.81 | 640.5079 | 640.5079 | 640.5079 | 237.1833 | 390.4628 | 440.1842 | 443.2107 | 166.4276 | 420.1182 | 466.7512 | 469.5856 | 157.3303
73960 | 22562.4784 | 22562.4784 | 22562.4784 | 7584.6905 | 30682.7728 | 30684.4354 | 30684.4354 | 7189.2311 | 3429.5276 | 3429.7468 | 3429.7468 | 895.3948 | 2412.5555 | 2412.5555 | 2412.5555 | 938.0934 | 73960 | 602.2482 | 602.2482 | 602.2482 | 230.3298 | 6550.1074 | 6907.1262 | 6907.1262 | 1369.8384 | 1522.4841 | 1820.798 | 1820.798 | 292.2305 | 0.0003556 | 1.4642 | 1.5368 | 0.00023827 | 2803.7514 | 2803.7515 | 2803.7515 | 1005.7704 | 1539.8303 | 1842.5571 | 1842.5571 | 306.7431 | 425.9469 | 425.9469 | 425.9469 | 180.0476 | 73960 | 2237.8372 | 2237.8372 | 2237.8372 | 449.1658 | 14056.125 | 14224.0675 | 14224.0675 | 3401.0296 | 1252.7499 | 1283.2629 | 1283.2629 | 351.5277 | 0.00013294 | 0.83548 | 0.88155 | 2.3535e-05 | 305.8367 | 305.8367 | 305.8367 | 109.7941 | 1289.5016 | 1322.5361 | 1322.5361 | 338.7377 | 1347.1967 | 1347.1967 | 1347.1967 | 515.0352 | 73960 | 978.8012 | 978.8012 | 978.8012 | 247.8832 | 10343.9242 | 10534.663 | 10534.663 | 2417.5746 | 1023.7811 | 1286.1097 | 1286.1097 | 234.0334 | 0.00045637 | 2.3684 | 2.4886 | 7.5427e-05 | 2633.3533 | 2633.3534 | 2633.3534 | 895.9763 | 1048.8967 | 1318.3698 | 1318.3698 | 249.81 | 640.5079 | 640.5079 | 640.5079 | 237.1833 | 390.4628 | 440.1842 | 443.2107 | 166.4276 | 420.1182 | 466.7512 | 469.5856 | 157.3303
73960 | 22562.4784 | 22562.4784 | 22562.4784 | 7584.6905 | 30682.7728 | 30684.4354 | 30684.4354 | 7189.2311 | 3717.5089 | 3717.7796 | 3717.7796 | 1079.6951 | 2539.1704 | 2539.1704 | 2539.1704 | 1130.2271 | 73960 | 594.2618 | 594.2618 | 594.2618 | 312.7014 | 6079.2638 | 7143.1194 | 7143.1194 | 1061.3027 | 1724.2917 | 2048.7057 | 2048.7057 | 355.8522 | 0.00036602 | 1.5609 | 1.6377 | 0.00036264 | 3639.4883 | 3639.4883 | 3639.4883 | 1404.8783 | 1744.3365 | 2073.6406 | 2073.6406 | 371.6271 | 448.867 | 448.867 | 448.867 | 215.6819 | 73960 | 1842.8072 | 1842.8072 | 1842.8072 | 1034.7684 | 14554.8192 | 14768.5512 | 14768.5512 | 3587.8181 | 1355.5861 | 1387.4799 | 1387.4799 | 422.2224 | 0.00011957 | 0.89572 | 0.9408 | 3.6217e-05 | 300.9321 | 300.9322 | 300.9322 | 120.6183 | 1395.0381 | 1429.6854 | 1429.6854 | 407.6311 | 1414.3179 | 1414.3179 | 1414.3179 | 620.6394 | 73960 | 856.9852 | 856.9852 | 856.9852 | 452.8166 | 11363.3523 | 12215.1384 | 12215.1384 | 2539.3218 | 1102.4048 | 1388.8477 | 1388.8477 | 280.3888 | 0.00039909 | 2.5458 | 2.6732 | 0.00012156 | 3520.3662 | 3520.3663 | 3520.3663 | 1284.26 | 1129.5257 | 1423.9118 | 1423.9118 | 300.3084 | 676.7987 | 676.7987 | 676.7987 | 286.7081 | 427.9609 | 483.8171 | 486.9413 | 202.0347 | 458.2846 | 510.2894 | 513.1735 | 194.0994
71180 | 29321.5772 | 29321.5773 | 29321.5773 | 10726.7219 | 40934.6821 | 40937.0974 | 40937.0974 | 10190.7835 | 3717.5089 | 3717.7796 | 3717.7796 | 1079.6951 | 2539.1704 | 2539.1704 | 2539.1704 | 1130.2271 | 71180 | 667.9586 | 667.9586 | 667.9586 | 286.8943 | 9177.0814 | 9325.4714 | 9325.4714 | 2094.4261 | 1724.2917 | 2048.7057 | 2048.7057 | 355.8522 | 0.00036602 | 1.5609 | 1.6377 | 0.00036264 | 3639.4883 | 3639.4883 | 3639.4883 | 1404.8783 | 1744.3365 | 2073.6406 | 2073.6406 | 371.6271 | 448.867 | 448.867 | 448.867 | 215.6819 | 71180 | 2778.0769 | 2778.0769 | 2778.0769 | 690.6092 | 18403.3068 | 18520.7193 | 18520.7193 | 4721.0325 | 1355.5861 | 1387.4799 | 1387.4799 | 422.2224 | 0.00011957 | 0.89572 | 0.9408 | 3.6217e-05 | 300.9321 | 300.9322 | 300.9322 | 120.6183 | 1395.0381 | 1429.6854 | 1429.6854 | 407.6311 | 1414.3179 | 1414.3179 | 1414.3179 | 620.6394 | 71180 | 1157.2657 | 1157.2657 | 1157.2657 | 344.2319 | 13480.0977 | 13513.4905 | 13513.4905 | 3374.1792 | 1102.4048 | 1388.8477 | 1388.8477 | 280.3888 | 0.00039909 | 2.5458 | 2.6732 | 0.00012156 | 3520.3662 | 3520.3663 | 3520.3663 | 1284.26 | 1129.5257 | 1423.9118 | 1423.9118 | 300.3084 | 676.7987 | 676.7987 | 676.7987 | 286.7081 | 427.9609 | 483.8171 | 486.9413 | 202.0347 | 458.2846 | 510.2894 | 513.1735 | 194.0994
71180 | 29321.5772 | 29321.5773 | 29321.5773 | 10726.7219 | 40934.6821 | 40937.0974 | 40937.0974 | 10190.7835 | 3866.4439 | 3866.7663 | 3866.7663 | 1262.4367 | 2614.586 | 2614.5861 | 2614.5861 | 1320.7378 | 71180 | 604.3791 | 604.3791 | 604.3791 | 354.6553 | 8210.1409 | 9126.8537 | 9126.8537 | 1733.0127 | 1863.454 | 2196.2031 | 2196.2031 | 417.7386 | 0.0004303 | 1.5839 | 1.6589 | 0.00054724 | 4500.8632 | 4500.8633 | 4500.8633 | 1876.3968 | 1885.1926 | 2222.9643 | 2222.9643 | 435.4661 | 468.4699 | 468.4699 | 468.4699 | 251.8372 | 71180 | 1888.4203 | 1888.4203 | 1888.4203 | 1065.0174 | 18934.9337 | 19102.6208 | 19102.6208 | 4940.8122 | 1407.8982 | 1438.3872 | 1438.3872 | 492.6674 | 0.000105 | 0.93073 | 0.97554 | 5.4789e-05 | 300.7838 | 300.7838 | 300.7838 | 131.5972 | 1448.4332 | 1481.7982 | 1481.7982 | 476.1005 | 1451.5231 | 1451.5231 | 1451.5231 | 725.0132 | 71180 | 847.6916 | 847.6916 | 847.6916 | 486.8598 | 14548.7918 | 15300.2328 | 15300.2328 | 3515.813 | 1127.8423 | 1423.7188 | 1423.7188 | 327.1871 | 0.00031869 | 2.6016 | 2.726 | 0.00019472 | 4427.9891 | 4427.9891 | 4427.9891 | 1744.7996 | 1155.6118 | 1459.6962 | 1459.6962 | 350.7169 | 695.2388 | 695.2388 | 695.2388 | 335.3099 | 451.3818 | 511.604 | 514.7548 | 237.385 | 481.2315 | 537.2074 | 540.1269 | 230.781
68400 | 36024.6001 | 36024.6002 | 36024.6002 | 14398.3729 | 51521.4579 | 51524.7694 | 51524.7694 | 13700.3576 | 3866.4439 | 3866.7663 | 3866.7663 | 1262.4367 | 2614.586 | 2614.5861 | 2614.5861 | 1320.7378 | 68400 | 718.3353 | 718.3353 | 718.3353 | 345.4519 | 11997.7626 | 12020.0553 | 12020.0553 | 2943.6084 | 1863.454 | 2196.2031 | 2196.2031 | 417.7386 | 0.0004303 | 1.5839 | 1.6589 | 0.00054724 | 4500.8632 | 4500.8633 | 4500.8633 | 1876.3968 | 1885.1926 | 2222.9643 | 2222.9643 | 435.4661 | 468.4699 | 468.4699 | 468.4699 | 251.8372 | 68400 | 3179.6012 | 3179.6012 | 3179.6012 | 950.5193 | 22909.3333 | 22984.2658 | 22984.2658 | 6264.3717 | 1407.8982 | 1438.3872 | 1438.3872 | 492.6674 | 0.000105 | 0.93073 | 0.97554 | 5.4789e-05 | 300.7838 | 300.7838 | 300.7838 | 131.5972 | 1448.4332 | 1481.7982 | 1481.7982 | 476.1005 | 1451.5231 | 1451.5231 | 1451.5231 | 725.0132 | 68400 | 1281.8285 | 1281.8285 | 1281.8285 | 445.3019 | 16712.6783 | 16806.5919 | 16806.5919 | 4490.806 | 1127.8423 | 1423.7188 | 1423.7188 | 327.1871 | 0.00031869 | 2.6016 | 2.726 | 0.00019472 | 4427.9891 | 4427.9891 | 4427.9891 | 1744.7996 | 1155.6118 | 1459.6962 | 1459.6962 | 350.7169 | 695.2388 | 695.2388 | 695.2388 | 335.3099 | 451.3818 | 511.604 | 514.7548 | 237.385 | 481.2315 | 537.2074 | 540.1269 | 230.781
68400 | 36024.6001 | 36024.6002 | 36024.6002 | 14398.3729 | 51521.4579 | 51524.7694 | 51524.7694 | 13700.3576 | 3907.2182 | 3907.5922 | 3907.5922 | 1443.5681 | 2674.7637 | 2674.7637 | 2674.7637 | 1509.5643 | 68400 | 607.0077 | 607.0077 | 607.0077 | 393.6183 | 10664.1241 | 11454.6538 | 11454.6538 | 2529.0297 | 1952.9176 | 2283.4419 | 2283.4419 | 479.4485 | 0.00061418 | 1.6246 | 1.7003 | 0.00082278 | 5363.1419 | 5363.1419 | 5363.1419 | 2419.5938 | 1975.8799 | 2311.4206 | 2311.4206 | 498.8641 | 479.4047 | 479.4047 | 479.4047 | 286.7554 | 68400 | 1999.703 | 1999.703 | 1999.703 | 1073.8163 | 23460.8622 | 23591.5259 | 23591.5259 | 6517.27 | 1419.6975 | 1447.3941 | 1447.3941 | 562.3815 | 0.00010594 | 0.95412 | 0.99896 | 8.2505e-05 | 302.9885 | 302.9885 | 302.9885 | 142.9045 | 1460.1076 | 1490.7559 | 1490.7559 | 543.8791 | 1484.98 | 1484.98 | 1484.98 | 829.1389 | 68400 | 857.927 | 857.927 | 857.927 | 514.5465 | 17838.0889 | 18501.2665 | 18501.2665 | 4652.4863 | 1113.05 | 1409.2941 | 1409.2941 | 373.3698 | 0.00035808 | 2.6797 | 2.8057 | 0.00031124 | 5328.6956 | 5328.6957 | 5328.6957 | 2276.6893 | 1140.505 | 1445.0236 | 1445.0236 | 400.6468 | 711.0968 | 711.0968 | 711.0968 | 383.7057 | 466.8581 | 530.4277 | 533.6103 | 272.5128 | 495.6974 | 554.6239 | 557.5626 | 266.9531
65620 | 42550.5978 | 42550.5979 | 42550.5979 | 18594.9618 | 62086.6787 | 62091.0298 | 62091.0298 | 17713.4769 | 3907.2182 | 3907.5922 | 3907.5922 | 1443.5681 | 2674.7637 | 2674.7637 | 2674.7637 | 1509.5643 | 65620 | 752.1246 | 752.1246 | 752.1246 | 403.5617 | 14876.7802 | 15019.0538 | 15019.0538 | 3915.872 | 1952.9176 | 2283.4419 | 2283.4419 | 479.4485 | 0.00061418 | 1.6246 | 1.7003 | 0.00082278 | 5363.1419 | 5363.1419 | 5363.1419 | 2419.5938 | 1975.8799 | 2311.4206 | 2311.4206 | 498.8641 | 479.4047 | 479.4047 | 479.4047 | 286.7554 | 65620 | 3495.4637 | 3495.4637 | 3495.4637 | 1231.1898 | 27421.4266 | 27466.8882 | 27466.8882 | 8029.2539 | 1419.6975 | 1447.3941 | 1447.3941 | 562.3815 | 0.00010594 | 0.95412 | 0.99896 | 8.2505e-05 | 302.9885 | 302.9885 | 302.9885 | 142.9045 | 1460.1076 | 1490.7559 | 1490.7559 | 543.8791 | 1484.98 | 1484.98 | 1484.98 | 829.1389 | 65620 | 1378.5684 | 1378.5684 | 1378.5684 | 552.1555 | 19911.7742 | 20095.1584 | 20095.1584 | 5766.2844 | 1113.05 | 1409.2941 | 1409.2941 | 373.3698 | 0.00035808 | 2.6797 | 2.8057 | 0.00031124 | 5328.6956 | 5328.6957 | 5328.6957 | 2276.6893 | 1140.505 | 1445.0236 | 1445.0236 | 400.6468 | 711.0968 | 711.0968 | 711.0968 | 383.7057 | 466.8581 | 530.4277 | 533.6103 | 272.5128 | 495.6974 | 554.6239 | 557.5626 | 266.9531
65620 | 42550.5978 | 42550.5979 | 42550.5979 | 18594.9618 | 62086.6787 | 62091.0298 | 62091.0298 | 17713.4769 | 3875.9835 | 3876.4089 | 3876.4089 | 1623.0342 | 2725.177 | 2725.177 | 2725.177 | 1696.6414 | 65620 | 609.4276 | 609.4276 | 609.4276 | 431.4643 | 13276.5607 | 13978.0907 | 13978.0907 | 3448.7368 | 1995.3002 | 2323.5608 | 2323.5608 | 540.3019 | 0.00091575 | 1.6554 | 1.7307 | 0.001235 | 6209.7758 | 6209.7758 | 6209.7758 | 3033.2641 | 2018.8698 | 2352.1329 | 2352.1329 | 561.6447 | 489.7412 | 489.7412 | 489.7412 | 322.6832 | 65620 | 2108.967 | 2108.967 | 2108.967 | 1056.8607 | 27975.7514 | 28080.9059 | 28080.9059 | 8314.7063 | 1405.0053 | 1430.5689 | 1430.5689 | 631.2026 | 0.000134 | 0.97407 | 1.019 | 0.00012419 | 307.0202 | 307.0203 | 307.0203 | 154.8223 | 1444.669 | 1473.2386 | 1473.2386 | 610.8036 | 1513.1256 | 1513.1256 | 1513.1256 | 931.6337 | 65620 | 866.7466 | 866.7466 | 866.7466 | 533.7777 | 21096.6348 | 21697.3615 | 21697.3615 | 5947.9672 | 1076.532 | 1372.5029 | 1372.5029 | 419.5229 | 0.00050948 | 2.7332 | 2.8584 | 0.0004971 | 6206.422 | 6206.4221 | 6206.4221 | 2878.4418 | 1103.1633 | 1407.4315 | 1407.4315 | 450.3828 | 723.3001 | 723.3001 | 723.3001 | 430.9688 | 477.1377 | 543.1805 | 546.3721 | 307.0067 | 505.4868 | 566.6417 | 569.5905 | 302.3198
62840 | 48850.5362 | 48850.5363 | 48850.5363 | 23311.6248 | 72348.9132 | 72354.447 | 72354.447 | 22225.512 | 3875.9835 | 3876.4089 | 3876.4089 | 1623.0342 | 2725.177 | 2725.177 | 2725.177 | 1696.6414 | 62840 | 783.4645 | 783.4645 | 783.4645 | 465.5949 | 17720.7118 | 17945.6532 | 17945.6532 | 5010.1092 | 1995.3002 | 2323.5608 | 2323.5608 | 540.3019 | 0.00091575 | 1.6554 | 1.7307 | 0.001235 | 6209.7758 | 6209.7758 | 6209.7758 | 3033.2641 | 2018.8698 | 2352.1329 | 2352.1329 | 561.6447 | 489.7412 | 489.7412 | 489.7412 | 322.6832 | 62840 | 3774.1425 | 3774.1425 | 3774.1425 | 1533.081 | 31812.0749 | 31837.806 | 31837.806 | 10012.7404 | 1405.0053 | 1430.5689 | 1430.5689 | 631.2026 | 0.000134 | 0.97407 | 1.019 | 0.00012419 | 307.0202 | 307.0203 | 307.0203 | 154.8223 | 1444.669 | 1473.2386 | 1473.2386 | 610.8036 | 1513.1256 | 1513.1256 | 1513.1256 | 931.6337 | 62840 | 1462.6338 | 1462.6338 | 1462.6338 | 664.3157 | 22985.192 | 23230.3308 | 23230.3308 | 7200.0313 | 1076.532 | 1372.5029 | 1372.5029 | 419.5229 | 0.00050948 | 2.7332 | 2.8584 | 0.0004971 | 6206.422 | 6206.4221 | 6206.4221 | 2878.4418 | 1103.1633 | 1407.4315 | 1407.4315 | 450.3828 | 723.3001 | 723.3001 | 723.3001 | 430.9688 | 477.1377 | 543.1805 | 546.3721 | 307.0067 | 505.4868 | 566.6417 | 569.5905 | 302.3198
62840 | 48850.5362 | 48850.5363 | 48850.5363 | 23311.6248 | 72348.9132 | 72354.447 | 72354.447 | 22225.512 | 3811.6503 | 3812.1271 | 3812.1271 | 1800.7761 | 2753.7898 | 2753.7898 | 2753.7898 | 1881.8992 | 62840 | 598.793 | 598.793 | 598.793 | 461.3907 | 15937.5371 | 16579.5153 | 16579.5153 | 4491.9044 | 2003.1623 | 2336.5664 | 2336.5664 | 601.5204 | 0.001358 | 1.6886 | 1.7647 | 0.0018522 | 7028.8297 | 7028.8297 | 7028.8297 | 3714.6064 | 2026.8588 | 2365.41 | 2365.41 | 624.6321 | 488.7355 | 488.7355 | 488.7355 | 352.9187 | 62840 | 2215.2467 | 2215.2467 | 2215.2467 | 1008.725 | 32355.4177 | 32443.0165 | 32443.0165 | 10329.486 | 1378.61 | 1404.0732 | 1404.0732 | 698.9325 | 0.00017853 | 0.97047 | 1.0149 | 0.00018754 | 313.808 | 313.8081 | 313.8081 | 167.0766 | 1416.9165 | 1445.3736 | 1445.3736 | 676.3822 | 1536.8425 | 1536.8425 | 1536.8425 | 1038.4231 | 62840 | 868.8716 | 868.8717 | 868.8717 | 543.1382 | 24223.2606 | 24783.1738 | 24783.1738 | 7401.4904 | 1042.7073 | 1343.8313 | 1343.8313 | 465.2891 | 0.00072555 | 2.778 | 2.9039 | 0.00079389 | 7050.427 | 7050.4271 | 7050.4271 | 3547.5298 | 1068.3383 | 1377.9557 | 1377.9557 | 499.5338 | 729.3179 | 729.3179 | 729.3179 | 477.8086 | 482.2924 | 550.0426 | 553.234 | 340.2686 | 510.3168 | 573.0378 | 575.9859 | 336.3884
60060 | 54895.3867 | 54895.3869 | 54895.3869 | 28543.3047 | 82106.6892 | 82113.5483 | 82113.5483 | 27231.6697 | 3811.6503 | 3812.1271 | 3812.1271 | 1800.7761 | 2753.7898 | 2753.7898 | 2753.7898 | 1881.8992 | 60060 | 797.6987 | 797.6987 | 797.6987 | 519.7234 | 20478.9087 | 20778.1028 | 20778.1028 | 6228.3817 | 2003.1623 | 2336.5664 | 2336.5664 | 601.5204 | 0.001358 | 1.6886 | 1.7647 | 0.0018522 | 7028.8297 | 7028.8297 | 7028.8297 | 3714.6064 | 2026.8588 | 2365.41 | 2365.41 | 624.6321 | 488.7355 | 488.7355 | 488.7355 | 352.9187 | 60060 | 4060.7666 | 4060.7666 | 4060.7666 | 1878.0911 | 35985.1218 | 35993.6099 | 35993.6099 | 12209.8284 | 1378.61 | 1404.0732 | 1404.0732 | 698.9325 | 0.00017853 | 0.97047 | 1.0149 | 0.00018754 | 313.808 | 313.8081 | 313.8081 | 167.0766 | 1416.9165 | 1445.3736 | 1445.3736 | 676.3822 | 1536.8425 | 1536.8425 | 1536.8425 | 1038.4231 | 60060 | 1541.9781 | 1541.9781 | 1541.9781 | 785.1696 | 25863.8172 | 26164.6403 | 26164.6403 | 8790.1944 | 1042.7073 | 1343.8313 | 1343.8313 | 465.2891 | 0.00072555 | 2.778 | 2.9039 | 0.00079389 | 7050.427 | 7050.4271 | 7050.4271 | 3547.5298 | 1068.3383 | 1377.9557 | 1377.9557 | 499.5338 | 729.3179 | 729.3179 | 729.3179 | 477.8086 | 482.2924 | 550.0426 | 553.234 | 340.2686 | 510.3168 | 573.0378 | 575.9859 | 336.3884
60060 | 54895.3867 | 54895.3869 | 54895.3869 | 28543.3047 | 82106.6892 | 82113.5483 | 82113.5483 | 27231.6697 | 3751.5024 | 3752.0302 | 3752.0302 | 1976.7307 | 2754.2889 | 2754.2889 | 2754.2889 | 2065.2632 | 60060 | 594.4495 | 594.4496 | 594.4496 | 494.5367 | 18584.7774 | 19172.1032 | 19172.1032 | 5660.4539 | 1952.8408 | 2283.8225 | 2283.8225 | 657.8046 | 0.0020038 | 1.6891 | 1.7659 | 0.0027706 | 7809.6005 | 7809.6005 | 7809.6005 | 4459.7143 | 1976.8032 | 2313.07 | 2313.07 | 683.5879 | 497.2839 | 497.2839 | 497.2839 | 392.8919 | 60060 | 2353.4315 | 2353.4315 | 2353.4315 | 900.1414 | 36506.9329 | 36579.0699 | 36579.0699 | 12556.7616 | 1358.0167 | 1381.4244 | 1381.4244 | 765.3655 | 0.00023985 | 0.96085 | 1.0043 | 0.00028715 | 324.8199 | 324.82 | 324.82 | 180.9839 | 1397.8642 | 1424.233 | 1424.233 | 741.9862 | 1527.2052 | 1527.2052 | 1527.2052 | 1131.6681 | 60060 | 872.3559 | 872.3559 | 872.3559 | 534.6246 | 27140.0987 | 27662.1465 | 27662.1465 | 9011.189 | 1027.2707 | 1327.8734 | 1327.8734 | 512.7494 | 0.0010294 | 2.8023 | 2.9298 | 0.0012685 | 7849.195 | 7849.1951 | 7849.1951 | 4278.7304 | 1053.5852 | 1362.9554 | 1362.9554 | 550.9037 | 730.969 | 730.969 | 730.969 | 526.5623 | 481.7296 | 550.6583 | 553.8425 | 371.9395 | 507.7957 | 571.5398 | 574.4818 | 368.2124
57280 | 60647.4882 | 60647.4884 | 60647.4884 | 34284.7364 | 91238.4436 | 91246.7699 | 91246.7699 | 32726.9812 | 3751.5024 | 3752.0302 | 3752.0302 | 1976.7307 | 2754.2889 | 2754.2889 | 2754.2889 | 2065.2632 | 57280 | 833.0695 | 833.0696 | 833.0696 | 597.7027 | 23062.2181 | 23409.7138 | 23409.7138 | 7560.8282 | 1952.8408 | 2283.8225 | 2283.8225 | 657.8046 | 0.0020038 | 1.6891 | 1.7659 | 0.0027706 | 7809.6005 | 7809.6005 | 7809.6005 | 4459.7143 | 1976.8032 | 2313.07 | 2313.07 | 683.5879 | 497.2839 | 497.2839 | 497.2839 | 392.8919 | 57280 | 4331.2287 | 4331.2287 | 4331.2287 | 2245.8959 | 39895.0726 | 39896.2406 | 39896.2406 | 14619.4832 | 1358.0167 | 1381.4244 | 1381.4244 | 765.3655 | 0.00023985 | 0.96085 | 1.0043 | 0.00028715 | 324.8199 | 324.82 | 324.82 | 180.9839 | 1397.8642 | 1424.233 | 1424.233 | 741.9862 | 1527.2052 | 1527.2052 | 1527.2052 | 1131.6681 | 57280 | 1629.7043 | 1629.7043 | 1629.7043 | 929.2185 | 28547.2744 | 28885.2758 | 28885.2758 | 10542.7011 | 1027.2707 | 1327.8734 | 1327.8734 | 512.7494 | 0.0010294 | 2.8023 | 2.9298 | 0.0012685 | 7849.195 | 7849.1951 | 7849.1951 | 4278.7304 | 1053.5852 | 1362.9554 | 1362.9554 | 550.9037 | 730.969 | 730.969 | 730.969 | 526.5623 | 481.7296 | 550.6583 | 553.8425 | 371.9395 | 507.7957 | 571.5398 | 574.4818 | 368.2124
57280 | 60647.4882 | 60647.4884 | 60647.4884 | 34284.7364 | 91238.4436 | 91246.7699 | 91246.7699 | 32726.9812 | 3725.1566 | 3725.7352 | 3725.7352 | 2150.83 | 2740.0255 | 2740.0255 | 2740.0255 | 2246.6538 | 57280 | 616.6479 | 616.6479 | 616.6479 | 545.7716 | 21046.6556 | 21641.319 | 21641.319 | 6915.427 | 1876.0605 | 2201.6589 | 2201.6589 | 710.9549 | 0.0030131 | 1.6212 | 1.6943 | 0.004213 | 8577.1333 | 8577.1333 | 8577.1333 | 5300.7642 | 1897.4685 | 2228.1051 | 2228.1051 | 739.3388 | 504.4586 | 504.4586 | 504.4586 | 433.4506 | 57280 | 2604.053 | 2604.053 | 2604.053 | 892.3385 | 40416.2175 | 40485.4623 | 40485.4623 | 15014.8036 | 1376.8791 | 1395.9503 | 1395.9503 | 845.0196 | 0.00032599 | 1.0334 | 1.0804 | 0.00041363 | 338.8837 | 338.8838 | 338.8838 | 196.9083 | 1413.422 | 1435.7258 | 1435.7258 | 815.2143 | 1512.9021 | 1512.9021 | 1512.9021 | 1227.3592 | 57280 | 934.0248 | 934.0248 | 934.0248 | 558.915 | 29895.5509 | 30429.2958 | 30429.2958 | 10792.782 | 1047.0898 | 1346.3399 | 1346.3399 | 554.4037 | 0.0015166 | 2.7317 | 2.855 | 0.0020446 | 8626.4339 | 8626.434 | 8626.434 | 5103.8559 | 1072.2147 | 1379.9689 | 1379.9689 | 595.9991 | 723.7674 | 723.7674 | 723.7674 | 570.3149 | 498.724 | 571.5957 | 574.9085 | 422.3916 | 522.1712 | 589.3331 | 592.386 | 418.3175
54500 | 66064.4057 | 66064.4059 | 66064.4059 | 40530.4338 | 99697.0032 | 99706.9381 | 99706.9381 | 38706.2886 | 3725.1566 | 3725.7352 | 3725.7352 | 2150.83 | 2740.0255 | 2740.0255 | 2740.0255 | 2246.6538 | 54500 | 840.3823 | 840.3823 | 840.3823 | 659.2212 | 25343.0504 | 25667.557 | 25667.557 | 8970.7888 | 1876.0605 | 2201.6589 | 2201.6589 | 710.9549 | 0.0030131 | 1.6212 | 1.6943 | 0.004213 | 8577.1333 | 8577.1333 | 8577.1333 | 5300.7642 | 1897.4685 | 2228.1051 | 2228.1051 | 739.3388 | 504.4586 | 504.4586 | 504.4586 | 433.4506 | 54500 | 4444.4371 | 4444.4371 | 4444.4371 | 2519.7201 | 43592.1604 | 43599.4006 | 43599.4006 | 17281.0994 | 1376.8791 | 1395.9503 | 1395.9503 | 845.0196 | 0.00032599 | 1.0334 | 1.0804 | 0.00041363 | 338.8837 | 338.8838 | 338.8838 | 196.9083 | 1413.422 | 1435.7258 | 1435.7258 | 815.2143 | 1512.9021 | 1512.9021 | 1512.9021 | 1227.3592 | 54500 | 1644.858 | 1644.858 | 1644.858 | 1026.5604 | 31051.0826 | 31372.8945 | 31372.8945 | 12449.6594 | 1047.0898 | 1346.3399 | 1346.3399 | 554.4037 | 0.0015166 | 2.7317 | 2.855 | 0.0020446 | 8626.4339 | 8626.434 | 8626.434 | 5103.8559 | 1072.2147 | 1379.9689 | 1379.9689 | 595.9991 | 723.7674 | 723.7674 | 723.7674 | 570.3149 | 498.724 | 571.5957 | 574.9085 | 422.3916 | 522.1712 | 589.3331 | 592.386 | 418.3175
54500 | 66064.4057 | 66064.4059 | 66064.4059 | 40530.4338 | 99697.0032 | 99706.9381 | 99706.9381 | 38706.2886 | 3749.0874 | 3749.7164 | 3749.7164 | 2323.0006 | 2738.1059 | 2738.1059 | 2738.1059 | 2425.9852 | 54500 | 619.3161 | 619.3161 | 619.3161 | 570.691 | 23353.071 | 23985.8401 | 23985.8401 | 8274.8937 | 1793.6054 | 2120.1379 | 2120.1379 | 769.9099 | 0.0045424 | 1.6649 | 1.7405 | 0.0063718 | 9298.66 | 9298.6601 | 9298.6601 | 6204.6848 | 1814.8257 | 2146.5624 | 2146.5624 | 800.3071 | 499.4933 | 499.4934 | 499.4934 | 462.295 | 54500 | 2870.804 | 2870.804 | 2870.804 | 850.278 | 44083.9224 | 44164.1579 | 44164.1579 | 17707.256 | 1391.4669 | 1410.0121 | 1410.0121 | 908.9521 | 0.00047065 | 0.9852 | 1.0294 | 0.00063741 | 351.4277 | 351.4279 | 351.428 | 214.7501 | 1431.4258 | 1453.0639 | 1453.0639 | 878.7449 | 1515.7218 | 1515.7218 | 1515.7218 | 1328.9545 | 54500 | 1009.9569 | 1009.9569 | 1009.9569 | 572.3843 | 32389.5196 | 32951.988 | 32951.988 | 12719.3979 | 1106.9582 | 1407.6869 | 1407.6869 | 598.0239 | 0.0023627 | 2.7891 | 2.9155 | 0.0033026 | 9349.9032 | 9349.9034 | 9349.9034 | 5989.9347 | 1134.3731 | 1443.8425 | 1443.8425 | 643.6462 | 723.8266 | 723.8267 | 723.8267 | 617.826 | 495.9827 | 569.6918 | 572.9927 | 453.3699 | 516.6423 | 584.4784 | 587.5185 | 449.5993
51720 | 71121.2033 | 71121.2035 | 71121.2035 | 47274.6728 | 107497.7134 | 107509.397 | 107509.397 | 45164.2303 | 3749.0874 | 3749.7164 | 3749.7164 | 2323.0006 | 2738.1059 | 2738.1059 | 2738.1059 | 2425.9852 | 51720 | 835.6496 | 835.6496 | 835.6496 | 714.4892 | 27437.5575 | 27727.0163 | 27727.0163 | 10499.7473 | 1793.6054 | 2120.1379 | 2120.1379 | 769.9099 | 0.0045424 | 1.6649 | 1.7405 | 0.0063718 | 9298.66 | 9298.6601 | 9298.6601 | 6204.6848 | 1814.8257 | 2146.5624 | 2146.5624 | 800.3071 | 499.4933 | 499.4934 | 499.4934 | 462.295 | 51720 | 4537.2458 | 4537.2458 | 4537.2458 | 2844.2155 | 47008.2718 | 47028.3533 | 47028.3533 | 20150.1667 | 1391.4669 | 1410.0121 | 1410.0121 | 908.9521 | 0.00047065 | 0.9852 | 1.0294 | 0.00063741 | 351.4277 | 351.4279 | 351.428 | 214.7501 | 1431.4258 | 1453.0639 | 1453.0639 | 878.7449 | 1515.7218 | 1515.7218 | 1515.7218 | 1328.9545 | 51720 | 1660.0432 | 1660.0432 | 1660.0432 | 1145.1719 | 33358.6546 | 33656.5112 | 33656.5112 | 14508.7342 | 1106.9582 | 1407.6869 | 1407.6869 | 598.0239 | 0.0023627 | 2.7891 | 2.9155 | 0.0033026 | 9349.9032 | 9349.9034 | 9349.9034 | 5989.9347 | 1134.3731 | 1443.8425 | 1443.8425 | 643.6462 | 723.8266 | 723.8267 | 723.8267 | 617.826 | 495.9827 | 569.6918 | 572.9927 | 453.3699 | 516.6423 | 584.4784 | 587.5185 | 449.5993
51720 | 71121.2033 | 71121.2035 | 71121.2035 | 47274.6728 | 107497.7134 | 107509.397 | 107509.397 | 45164.2303 | 3824.8316 | 3825.5107 | 3825.5107 | 2493.1625 | 2769.5531 | 2769.5532 | 2769.5532 | 2603.164 | 51720 | 641.7737 | 641.7738 | 641.7738 | 602.7996 | 25530.5845 | 26215.2731 | 26215.2731 | 9756.3922 | 1695.4006 | 2028.101 | 2028.101 | 828.0461 | 0.006842 | 1.6748 | 1.75 | 0.0095963 | 9974.6231 | 9974.6233 | 9974.6233 | 7172.9083 | 1714.9022 | 2052.8755 | 2052.8755 | 859.9575 | 506.448 | 506.448 | 506.448 | 496.2897 | 51720 | 3123.3605 | 3123.3605 | 3123.3605 | 767.3662 | 47464.7421 | 47558.6237 | 47558.6237 | 20604.5246 | 1430.8406 | 1449.6527 | 1449.6527 | 973.8475 | 0.00069373 | 1.0118 | 1.0567 | 0.00095956 | 359.5383 | 359.5386 | 359.5386 | 232.5718 | 1472.1341 | 1494.1328 | 1494.1328 | 941.7278 | 1533.2399 | 1533.2399 | 1533.2399 | 1426.3632 | 51720 | 1091.0021 | 1091.0022 | 1091.0022 | 569.8615 | 34651.4588 | 35253.9495 | 35253.9495 | 14797.7314 | 1189.9454 | 1496.3803 | 1496.3803 | 642.2901 | 0.0037479 | 2.8066 | 2.9321 | 0.0052975 | 10021.9411 | 10021.9414 | 10021.9414 | 6940.3365 | 1219.0507 | 1534.3461 | 1534.3461 | 691.1503 | 730.8646 | 730.8647 | 730.8647 | 662.2317 | 497.702 | 572.3079 | 575.5938 | 484.7614 | 517.7142 | 586.408 | 589.4379 | 482.3014
48940 | 75828.368 | 75828.3683 | 75828.3683 | 54511.4688 | 114702.8368 | 114716.4084 | 114716.4084 | 52095.2221 | 3824.8316 | 3825.5107 | 3825.5107 | 2493.1625 | 2769.5531 | 2769.5532 | 2769.5532 | 2603.164 | 48940 | 841.295 | 841.295 | 841.295 | 776.8858 | 29338.9872 | 29593.8643 | 29593.8643 | 12147.0741 | 1695.4006 | 2028.101 | 2028.101 | 828.0461 | 0.006842 | 1.6748 | 1.75 | 0.0095963 | 9974.6231 | 9974.6233 | 9974.6233 | 7172.9083 | 1714.9022 | 2052.8755 | 2052.8755 | 859.9575 | 506.448 | 506.448 | 506.448 | 496.2897 | 48940 | 4608.7126 | 4608.7126 | 4608.7126 | 3197.9236 | 50168.7529 | 50201.478 | 50201.478 | 23222.528 | 1430.8406 | 1449.6527 | 1449.6527 | 973.8475 | 0.00069373 | 1.0118 | 1.0567 | 0.00095956 | 359.5383 | 359.5386 | 359.5386 | 232.5718 | 1472.1341 | 1494.1328 | 1494.1328 | 941.7278 | 1533.2399 | 1533.2399 | 1533.2399 | 1426.3632 | 48940 | 1672.3327 | 1672.3328 | 1672.3328 | 1271.1425 | 35514.7856 | 35788.8162 | 35788.8162 | 16719.1291 | 1189.9454 | 1496.3803 | 1496.3803 | 642.2901 | 0.0037479 | 2.8066 | 2.9321 | 0.0052975 | 10021.9411 | 10021.9414 | 10021.9414 | 6940.3365 | 1219.0507 | 1534.3461 | 1534.3461 | 691.1503 | 730.8646 | 730.8647 | 730.8647 | 662.2317 | 497.702 | 572.3079 | 575.5938 | 484.7614 | 517.7142 | 586.408 | 589.4379 | 482.3014
48940 | 75828.368 | 75828.3683 | 75828.3683 | 54511.4688 | 114702.8368 | 114716.4084 | 114716.4084 | 52095.2221 | 3942.3475 | 3943.0762 | 3943.0762 | 2661.2287 | 2834.4345 | 2834.4345 | 2834.4345 | 2778.088 | 48940 | 665.838 | 665.838 | 665.838 | 629.7431 | 27557.7727 | 28300.5079 | 28300.5079 | 11354.6287 | 1593.8514 | 1938.1922 | 1938.1922 | 885.7195 | 0.010294 | 1.7356 | 1.8111 | 0.014416 | 10609.5387 | 10609.5388 | 10609.5389 | 8206.7351 | 1611.7394 | 1961.5459 | 1961.5459 | 919.0119 | 516.2607 | 516.2607 | 516.2607 | 528.4728 | 48940 | 3334.0436 | 3334.0436 | 3334.0436 | 659.5937 | 50595.4324 | 50703.8555 | 50703.8555 | 23707.2553 | 1486.0435 | 1506.0518 | 1506.0518 | 1037.943 | 0.0010272 | 1.033 | 1.0778 | 0.0014342 | 363.912 | 363.9124 | 363.9124 | 250.6274 | 1529.725 | 1553.0059 | 1553.0059 | 1004.3164 | 1570.8402 | 1570.8402 | 1570.8402 | 1522.7506 | 48940 | 1165.9216 | 1165.9217 | 1165.9217 | 561.8592 | 36726.0727 | 37373.9564 | 37373.9564 | 17026.8471 | 1277.2756 | 1593.9048 | 1593.9048 | 685.1771 | 0.0059839 | 2.8981 | 3.0241 | 0.0084762 | 10647.8695 | 10647.8698 | 10647.8698 | 7956.1077 | 1308.4116 | 1634.2086 | 1634.2086 | 737.5494 | 748.5271 | 748.5272 | 748.5272 | 707.2305 | 505.2715 | 581.2686 | 584.5458 | 516.4834 | 525.7909 | 595.756 | 598.7775 | 515.5923
46160 | 80231.8102 | 80231.8105 | 80231.8105 | 62234.5535 | 121405.4737 | 121421.0711 | 121421.0711 | 59493.4378 | 3942.3475 | 3943.0762 | 3943.0762 | 2661.2287 | 2834.4345 | 2834.4345 | 2834.4345 | 2778.088 | 46160 | 851.2437 | 851.2437 | 851.2437 | 839.4112 | 31046.7166 | 31276.4437 | 31276.4437 | 13909.4819 | 1593.8514 | 1938.1922 | 1938.1922 | 885.7195 | 0.010294 | 1.7356 | 1.8111 | 0.014416 | 10609.5387 | 10609.5388 | 10609.5389 | 8206.7351 | 1611.7394 | 1961.5459 | 1961.5459 | 919.0119 | 516.2607 | 516.2607 | 516.2607 | 528.4728 | 46160 | 4683.8913 | 4683.8913 | 4683.8913 | 3573.653 | 53123.7735 | 53167.4758 | 53167.4758 | 26499.2547 | 1486.0435 | 1506.0518 | 1506.0518 | 1037.943 | 0.0010272 | 1.033 | 1.0778 | 0.0014342 | 363.912 | 363.9124 | 363.9124 | 250.6274 | 1529.725 | 1553.0059 | 1553.0059 | 1004.3164 | 1570.8402 | 1570.8402 | 1570.8402 | 1522.7506 | 46160 | 1693.2181 | 1693.2182 | 1693.2182 | 1404.2415 | 37563.311 | 37821.143 | 37821.143 | 19077.2346 | 1277.2756 | 1593.9048 | 1593.9048 | 685.1771 | 0.0059839 | 2.8981 | 3.0241 | 0.0084762 | 10647.8695 | 10647.8698 | 10647.8698 | 7956.1077 | 1308.4116 | 1634.2086 | 1634.2086 | 737.5494 | 748.5271 | 748.5272 | 748.5272 | 707.2305 | 505.2715 | 581.2686 | 584.5458 | 516.4834 | 525.7909 | 595.756 | 598.7775 | 515.5923
46160 | 80231.8102 | 80231.8105 | 80231.8105 | 62234.5535 | 121405.4737 | 121421.0711 | 121421.0711 | 59493.4378 | 4086.6658 | 4087.4435 | 4087.4435 | 2827.1037 | 2914.28 | 2914.28 | 2914.28 | 2950.6455 | 46160 | 691.253 | 691.253 | 691.253 | 655.6831 | 29430.5617 | 30226.2039 | 30226.2039 | 13069.1526 | 1503.0221 | 1861.8957 | 1861.8957 | 942.7833 | 0.015475 | 1.8032 | 1.8788 | 0.021631 | 11209.2653 | 11209.2656 | 11209.2656 | 9305.5947 | 1519.2397 | 1883.7913 | 1883.7913 | 977.2579 | 529.735 | 529.7351 | 529.7351 | 560.6455 | 46160 | 3500.1941 | 3500.1942 | 3500.1942 | 528.4844 | 53521.994 | 53642.8182 | 53642.8182 | 27013.5602 | 1549.6934 | 1571.2996 | 1571.2996 | 1101.2587 | 0.0015201 | 1.0629 | 1.1077 | 0.0021322 | 366.9423 | 366.9429 | 366.9429 | 268.3807 | 1595.7696 | 1620.765 | 1620.765 | 1066.1589 | 1615.9991 | 1615.9991 | 1615.9991 | 1617.5003 | 46160 | 1226.488 | 1226.4881 | 1226.4881 | 546.6662 | 38662.3126 | 39352.728 | 39352.728 | 19403.2584 | 1354.3849 | 1683.6554 | 1683.6554 | 727.4466 | 0.0095651 | 2.999 | 3.125 | 0.013551 | 11235.4538 | 11235.4542 | 11235.4542 | 9037.2141 | 1387.2133 | 1725.9918 | 1725.9918 | 783.3124 | 769.924 | 769.9241 | 769.9241 | 751.5306 | 516.8859 | 594.5845 | 597.8516 | 547.7515 | 538.7705 | 610.3636 | 613.3774 | 548.9538
43380 | 84394.6773 | 84394.6776 | 84394.6776 | 70437.3478 | 127713.8133 | 127731.5729 | 127731.5729 | 67352.7861 | 4086.6658 | 4087.4435 | 4087.4435 | 2827.1037 | 2914.28 | 2914.28 | 2914.28 | 2950.6455 | 43380 | 867.7487 | 867.7487 | 867.7487 | 902.9114 | 32571.623 | 32789.4341 | 32789.4341 | 15785.9295 | 1503.0221 | 1861.8957 | 1861.8957 | 942.7833 | 0.015475 | 1.8032 | 1.8788 | 0.021631 | 11209.2653 | 11209.2656 | 11209.2656 | 9305.5947 | 1519.2397 | 1883.7913 | 1883.7913 | 977.2579 | 529.735 | 529.7351 | 529.7351 | 560.6455 | 43380 | 4780.3024 | 4780.3024 | 4780.3024 | 3968.1663 | 55922.9465 | 55974.2836 | 55974.2836 | 29977.4818 | 1549.6934 | 1571.2996 | 1571.2996 | 1101.2587 | 0.0015201 | 1.0629 | 1.1077 | 0.0021322 | 366.9423 | 366.9429 | 366.9429 | 268.3807 | 1595.7696 | 1620.765 | 1620.765 | 1066.1589 | 1615.9991 | 1615.9991 | 1615.9991 | 1617.5003 | 43380 | 1725.0686 | 1725.0687 | 1725.0687 | 1542.5888 | 39550.7917 | 39802.1803 | 39802.1803 | 21580.8669 | 1354.3849 | 1683.6554 | 1683.6554 | 727.4466 | 0.0095651 | 2.999 | 3.125 | 0.013551 | 11235.4538 | 11235.4542 | 11235.4542 | 9037.2141 | 1387.2133 | 1725.9918 | 1725.9918 | 783.3124 | 769.924 | 769.9241 | 769.9241 | 751.5306 | 516.8859 | 594.5845 | 597.8516 | 547.7515 | 538.7705 | 610.3636 | 613.3774 | 548.9538
43380 | 84394.6773 | 84394.6776 | 84394.6776 | 70437.3478 | 127713.8133 | 127731.5729 | 127731.5729 | 67352.7861 | 4244.7425 | 4245.5685 | 4245.5685 | 2990.6824 | 2990.1786 | 2990.1786 | 2990.1786 | 3120.7135 | 43380 | 715.1805 | 715.1806 | 715.1806 | 679.2619 | 31145.7355 | 31985.1524 | 31985.1524 | 14898.6812 | 1441.6134 | 1816.3396 | 1816.3396 | 999.5667 | 0.023261 | 1.8666 | 1.9423 | 0.032442 | 11780.6365 | 11780.6368 | 11780.6368 | 10468.4224 | 1456.4975 | 1837.1339 | 1837.1339 | 1035.0071 | 543.9761 | 543.9761 | 543.9761 | 592.5145 | 43380 | 3643.2376 | 3643.2377 | 3643.2377 | 374.8187 | 56297.2295 | 56427.8429 | 56427.8429 | 30521.1602 | 1615.0104 | 1638.3393 | 1638.3393 | 1163.296 | 0.002238 | 1.0953 | 1.1402 | 0.0031502 | 371.0597 | 371.0605 | 371.0605 | 285.6241 | 1663.3704 | 1690.2198 | 1690.2198 | 1126.9175 | 1657.707 | 1657.707 | 1657.707 | 1710.7855 | 43380 | 1276.1974 | 1276.1975 | 1276.1975 | 524.672 | 40515.8039 | 41242.367 | 41242.367 | 21924.4367 | 1411.4755 | 1754.5575 | 1754.5575 | 768.9579 | 0.015308 | 3.094 | 3.2201 | 0.021659 | 11792.864 | 11792.8644 | 11792.8644 | 10182.7983 | 1445.5224 | 1798.4833 | 1798.4833 | 828.3601 | 789.9258 | 789.9259 | 789.9259 | 795.1342 | 530.4225 | 610.0669 | 613.3241 | 578.2162 | 553.33 | 626.7318 | 629.7366 | 581.903
40600 | 88375.1711 | 88375.1714 | 88375.1714 | 79112.9313 | 133738.5097 | 133758.5656 | 133758.5656 | 75666.883 | 4244.7425 | 4245.5685 | 4245.5685 | 2990.6824 | 2990.1786 | 2990.1786 | 2990.1786 | 3120.7135 | 40600 | 887.6043 | 887.6043 | 887.6043 | 967.9285 | 33935.4016 | 34154.1538 | 34154.1538 | 17776.0011 | 1441.6134 | 1816.3396 | 1816.3396 | 999.5667 | 0.023261 | 1.8666 | 1.9423 | 0.032442 | 11780.6365 | 11780.6368 | 11780.6368 | 10468.4224 | 1456.4975 | 1837.1339 | 1837.1339 | 1035.0071 | 543.9761 | 543.9761 | 543.9761 | 592.5145 | 40600 | 4897.897 | 4897.897 | 4897.897 | 4381.1651 | 58616.8618 | 58672.8338 | 58672.8338 | 33653.9909 | 1615.0104 | 1638.3393 | 1638.3393 | 1163.296 | 0.002238 | 1.0953 | 1.1402 | 0.0031502 | 371.0597 | 371.0605 | 371.0605 | 285.6241 | 1663.3704 | 1690.2198 | 1690.2198 | 1126.9175 | 1657.707 | 1657.707 | 1657.707 | 1710.7855 | 40600 | 1764.4406 | 1764.4408 | 1764.4408 | 1685.8011 | 41514.0642 | 41768.7325 | 41768.7325 | 24227.2778 | 1411.4755 | 1754.5575 | 1754.5575 | 768.9579 | 0.015308 | 3.094 | 3.2201 | 0.021659 | 11792.864 | 11792.8644 | 11792.8644 | 10182.7983 | 1445.5224 | 1798.4833 | 1798.4833 | 828.3601 | 789.9258 | 789.9259 | 789.9259 | 795.1342 | 530.4225 | 610.0669 | 613.3241 | 578.2162 | 553.33 | 626.7318 | 629.7366 | 581.903
40600 | 88375.1711 | 88375.1714 | 88375.1714 | 79112.9313 | 133738.5097 | 133758.5656 | 133758.5656 | 75666.883 | 4410.055 | 4410.9285 | 4410.9285 | 3151.8481 | 3059.4809 | 3059.4809 | 3059.4809 | 3288.156 | 40600 | 737.4021 | 737.4022 | 737.4022 | 698.2175 | 32711.3197 | 33583.3869 | 33583.3869 | 16844.2498 | 1426.3415 | 1817.9822 | 1817.9822 | 1056.4612 | 0.034964 | 1.9253 | 2.0012 | 0.048644 | 12329.9089 | 12329.9093 | 12329.9093 | 11692.9956 | 1440.4609 | 1838.2563 | 1838.2563 | 1092.5461 | 556.5088 | 556.5088 | 556.5088 | 621.6291 | 40600 | 3792.6735 | 3792.6736 | 3792.6736 | 195.3004 | 58970.9235 | 59107.9177 | 59107.9177 | 34225.5637 | 1678.6494 | 1703.8073 | 1703.8073 | 1223.72 | 0.0032707 | 1.1272 | 1.1721 | 0.0046154 | 376.2043 | 376.2054 | 376.2054 | 301.6883 | 1728.9701 | 1757.7809 | 1757.7809 | 1186.2626 | 1695.9771 | 1695.9771 | 1695.9771 | 1804.315 | 40600 | 1326.4347 | 1326.4349 | 1326.4349 | 495.0212 | 42336.1642 | 43091.2932 | 43091.2932 | 24587.4564 | 1444.3081 | 1802.1398 | 1802.1398 | 809.7309 | 0.024518 | 3.1847 | 3.3111 | 0.034621 | 12327.2093 | 12327.2099 | 12327.2099 | 11391.3073 | 1478.8865 | 1846.9977 | 1846.9977 | 872.6195 | 808.2194 | 808.2195 | 808.2195 | 838.6532 | 544.2962 | 625.9398 | 629.1819 | 607.2219 | 567.5468 | 642.8247 | 645.8174 | 613.9623
37820 | 92217.0266 | 92217.027 | 92217.027 | 88254.005 | 139585.6083 | 139608.0924 | 139608.0924 | 84429.0206 | 4410.055 | 4410.9285 | 4410.9285 | 3151.8481 | 3059.4809 | 3059.4809 | 3059.4809 | 3288.156 | 37820 | 905.4244 | 905.4245 | 905.4245 | 1029.9116 | 35170.8955 | 35404.6996 | 35404.6996 | 19881.5279 | 1426.3415 | 1817.9822 | 1817.9822 | 1056.4612 | 0.034964 | 1.9253 | 2.0012 | 0.048644 | 12329.9089 | 12329.9093 | 12329.9093 | 11692.9956 | 1440.4609 | 1838.2563 | 1838.2563 | 1092.5461 | 556.5088 | 556.5088 | 556.5088 | 621.6291 | 37820 | 5022.0195 | 5022.0195 | 5022.0195 | 4820.6954 | 61250.2276 | 61307.1278 | 61307.1278 | 37523.3736 | 1678.6494 | 1703.8073 | 1703.8073 | 1223.72 | 0.0032707 | 1.1272 | 1.1721 | 0.0046154 | 376.2043 | 376.2054 | 376.2054 | 301.6883 | 1728.9701 | 1757.7809 | 1757.7809 | 1186.2626 | 1695.9771 | 1695.9771 | 1695.9771 | 1804.315 | 37820 | 1804.6532 | 1804.6533 | 1804.6533 | 1836.4348 | 43479.7637 | 43747.9839 | 43747.9839 | 27013.3385 | 1444.3081 | 1802.1398 | 1802.1398 | 809.7309 | 0.024518 | 3.1847 | 3.3111 | 0.034621 | 12327.2093 | 12327.2099 | 12327.2099 | 11391.3073 | 1478.8865 | 1846.9977 | 1846.9977 | 872.6195 | 808.2194 | 808.2195 | 808.2195 | 838.6532 | 544.2962 | 625.9398 | 629.1819 | 607.2219 | 567.5468 | 642.8247 | 645.8174 | 613.9623
37820 | 92217.0266 | 92217.027 | 92217.027 | 88254.005 | 139585.6083 | 139608.0924 | 139608.0924 | 84429.0206 | 4584.2296 | 4585.1494 | 4585.1494 | 3310.4702 | 3138.1462 | 3138.1462 | 3138.1462 | 3452.8216 | 37820 | 766.6479 | 766.648 | 766.648 | 716.1581 | 34143.0806 | 35035.7956 | 35035.7956 | 18908.0258 | 1466.485 | 1875.5339 | 1875.5339 | 1113.2364 | 0.052553 | 1.9873 | 2.0632 | 0.072933 | 12862.7801 | 12862.7807 | 12862.7807 | 12976.1528 | 1480.6971 | 1896.1283 | 1896.1283 | 1149.7966 | 575.0309 | 575.031 | 575.031 | 653.6067 | 37820 | 3954.6769 | 3954.6771 | 3954.6771 | 22.928 | 61589.1159 | 61729.8232 | 61729.8232 | 38121.4873 | 1740.2993 | 1767.4474 | 1767.4474 | 1281.7404 | 0.0047312 | 1.1779 | 1.2232 | 0.0066863 | 380.4734 | 380.4748 | 380.4748 | 316.5933 | 1792.5573 | 1823.5436 | 1823.5436 | 1243.6827 | 1736.5948 | 1736.5948 | 1736.5948 | 1894.4977 | 37820 | 1382.0457 | 1382.0459 | 1382.0459 | 452.2352 | 44163.8817 | 44938.3737 | 44938.3737 | 27388.7269 | 1454.4651 | 1827.3337 | 1827.3337 | 850.1252 | 0.039296 | 3.2781 | 3.4043 | 0.055357 | 12844.2509 | 12844.2517 | 12844.2517 | 12659.5594 | 1489.2007 | 1872.7259 | 1872.7259 | 916.5494 | 827.5605 | 827.5607 | 827.5607 | 879.9164 | 558.8859 | 642.6899 | 645.9133 | 634.1884 | 581.7769 | 659.0045 | 661.9798 | 644.2494
35040 | 95959.1597 | 95959.1601 | 95959.1601 | 97852.8491 | 145356.2975 | 145381.3387 | 145381.3387 | 93632.1277 | 4584.2296 | 4585.1494 | 4585.1494 | 3310.4702 | 3138.1462 | 3138.1462 | 3138.1462 | 3452.8216 | 35040 | 931.6171 | 931.6172 | 931.6172 | 1100.8684 | 36320.8128 | 36582.9964 | 36582.9964 | 22104.4602 | 1466.485 | 1875.5339 | 1875.5339 | 1113.2364 | 0.052553 | 1.9873 | 2.0632 | 0.072933 | 12862.7801 | 12862.7807 | 12862.7807 | 12976.1528 | 1480.6971 | 1896.1283 | 1896.1283 | 1149.7966 | 575.0309 | 575.031 | 575.031 | 653.6067 | 35040 | 5139.8313 | 5139.8313 | 5139.8313 | 5289.6315 | 63863.182 | 63917.7475 | 63917.7475 | 41578.9253 | 1740.2993 | 1767.4474 | 1767.4474 | 1281.7404 | 0.0047312 | 1.1779 | 1.2232 | 0.0066863 | 380.4734 | 380.4748 | 380.4748 | 316.5933 | 1792.5573 | 1823.5436 | 1823.5436 | 1243.6827 | 1736.5948 | 1736.5948 | 1736.5948 | 1894.4977 | 35040 | 1842.6456 | 1842.6458 | 1842.6458 | 1993.9322 | 45465.4836 | 45757.1915 | 45757.1915 | 29936.7343 | 1454.4651 | 1827.3337 | 1827.3337 | 850.1252 | 0.039296 | 3.2781 | 3.4043 | 0.055357 | 12844.2509 | 12844.2517 | 12844.2517 | 12659.5594 | 1489.2007 | 1872.7259 | 1872.7259 | 916.5494 | 827.5605 | 827.5607 | 827.5607 | 879.9164 | 558.8859 | 642.6899 | 645.9133 | 634.1884 | 581.7769 | 659.0045 | 661.9798 | 644.2494
35040 | 95959.1597 | 95959.1601 | 95959.1601 | 97852.8491 | 145356.2975 | 145381.3387 | 145381.3387 | 93632.1277 | 4775.9419 | 4776.9068 | 4776.9068 | 3466.4012 | 3247.7026 | 3247.7027 | 3247.7027 | 3614.5401 | 35040 | 785.4826 | 785.4827 | 785.4827 | 713.8854 | 35468.6804 | 36366.7097 | 36366.7097 | 21094.9554 | 1564.9887 | 1997.4295 | 1997.4295 | 1172.5321 | 0.078973 | 2.1199 | 2.1969 | 0.10932 | 13384.1747 | 13384.1755 | 13384.1756 | 14310.034 | 1579.914 | 2019.1019 | 2019.1019 | 1208.9047 | 583.3366 | 583.3367 | 583.3368 | 669.3131 | 35040 | 4113.0532 | 4113.0534 | 4113.0534 | 297.2239 | 64190.9266 | 64330.2192 | 64330.2192 | 42199.4981 | 1803.0696 | 1833.5792 | 1833.5792 | 1336.9609 | 0.0067614 | 1.1998 | 1.2442 | 0.0095625 | 379.7792 | 379.781 | 379.7811 | 328.6482 | 1855.9578 | 1890.3789 | 1890.3789 | 1297.7933 | 1810.6872 | 1810.6872 | 1810.6872 | 1998.5246 | 35040 | 1439.7189 | 1439.7192 | 1439.7192 | 391.4401 | 46029.5239 | 46813.3017 | 46813.3017 | 30325.6663 | 1449.1449 | 1841.8067 | 1841.8067 | 889.8681 | 0.063031 | 3.4406 | 3.5674 | 0.088562 | 13349.2137 | 13349.2148 | 13349.2148 | 13981.3858 | 1482.7974 | 1886.5994 | 1886.5994 | 959.2411 | 854.4804 | 854.4806 | 854.4806 | 920.7032 | 574.2309 | 660.1729 | 663.3621 | 657.247 | 597.4878 | 676.787 | 679.7353 | 671.392
32260 | 99655.9839 | 99655.9843 | 99655.9844 | 107901.2704 | 151153.0389 | 151180.7624 | 151180.7624 | 103268.723 | 4775.9419 | 4776.9068 | 4776.9068 | 3466.4012 | 3247.7026 | 3247.7027 | 3247.7027 | 3614.5401 | 32260 | 941.3378 | 941.338 | 941.338 | 1146.805 | 37443.4452 | 37766.3583 | 37766.3583 | 24455.7104 | 1564.9887 | 1997.4295 | 1997.4295 | 1172.5321 | 0.078973 | 2.1199 | 2.1969 | 0.10932 | 13384.1747 | 13384.1755 | 13384.1756 | 14310.034 | 1579.914 | 2019.1019 | 2019.1019 | 1208.9047 | 583.3366 | 583.3367 | 583.3368 | 669.3131 | 32260 | 5291.1435 | 5291.1436 | 5291.1436 | 5853.1223 | 66489.2845 | 66532.8867 | 66532.8867 | 45807.3636 | 1803.0696 | 1833.5792 | 1833.5792 | 1336.9609 | 0.0067614 | 1.1998 | 1.2442 | 0.0095625 | 379.7792 | 379.781 | 379.7811 | 328.6482 | 1855.9578 | 1890.3789 | 1890.3789 | 1297.7933 | 1810.6872 | 1810.6872 | 1810.6872 | 1998.5246 | 32260 | 1888.2286 | 1888.2289 | 1888.2289 | 2168.1148 | 47480.8882 | 47819.68 | 47819.68 | 32992.3565 | 1449.1449 | 1841.8067 | 1841.8067 | 889.8681 | 0.063031 | 3.4406 | 3.5674 | 0.088562 | 13349.2137 | 13349.2148 | 13349.2148 | 13981.3858 | 1482.7974 | 1886.5994 | 1886.5994 | 959.2411 | 854.4804 | 854.4806 | 854.4806 | 920.7032 | 574.2309 | 660.1729 | 663.3621 | 657.247 | 597.4878 | 676.787 | 679.7353 | 671.392
32260 | 99655.9839 | 99655.9843 | 99655.9844 | 107901.2704 | 151153.0389 | 151180.7624 | 151180.7624 | 103268.723 | 4997.5891 | 4998.5975 | 4998.5975 | 3619.4722 | 3397.3579 | 3397.3579 | 3397.3579 | 3773.1185 | 32260 | 825.1198 | 825.1201 | 825.1201 | 723.2158 | 36730.7566 | 37605.0875 | 37605.0875 | 23415.4559 | 1690.5077 | 2132.0462 | 2132.0462 | 1219.67 | 0.11824 | 2.3051 | 2.3835 | 0.16325 | 13898.7187 | 13898.7198 | 13898.7198 | 15683.4229 | 1708.3877 | 2157.0965 | 2157.0965 | 1257.6851 | 625.4514 | 625.4516 | 625.4516 | 713.3519 | 32260 | 4215.7329 | 4215.7331 | 4215.7331 | 714.6737 | 66810.9741 | 66941.7202 | 66941.7202 | 46446.9194 | 1870.4337 | 1899.8202 | 1899.8202 | 1388.3921 | 0.0096541 | 1.2179 | 1.2608 | 0.01364 | 374.0296 | 374.032 | 374.0321 | 340.7408 | 1929.8661 | 1963.2074 | 1963.2074 | 1352.5439 | 1872.9945 | 1872.9946 | 1872.9946 | 2064.1408 | 32260 | 1480.203 | 1480.2034 | 1480.2034 | 289.229 | 47953.4985 | 48724.8069 | 48724.8069 | 33393.0552 | 1442.2832 | 1844.7062 | 1844.7062 | 934.422 | 0.10124 | 3.7438 | 3.8737 | 0.14186 | 13845.9675 | 13845.9689 | 13845.9689 | 15342.6821 | 1478.5961 | 1892.9552 | 1892.9552 | 1008.7616 | 899.7799 | 899.7802 | 899.7802 | 968.4804 | 590.5181 | 679.0363 | 682.1881 | 675.2932 | 613.3368 | 695.0533 | 697.9681 | 692.5209
29480 | 103391.9688 | 103391.9692 | 103391.9692 | 118390.5399 | 157089.8023 | 157120.329 | 157120.329 | 113330.8557 | 4997.5891 | 4998.5975 | 4998.5975 | 3619.4722 | 3397.3579 | 3397.3579 | 3397.3579 | 3773.1185 | 29480 | 1016.8474 | 1016.8476 | 1016.8476 | 1259.9024 | 38583.999 | 38957.0785 | 38957.0785 | 26911.8204 | 1690.5077 | 2132.0462 | 2132.0462 | 1219.67 | 0.11824 | 2.3051 | 2.3835 | 0.16325 | 13898.7187 | 13898.7198 | 13898.7198 | 15683.4229 | 1708.3877 | 2157.0965 | 2157.0965 | 1257.6851 | 625.4514 | 625.4516 | 625.4516 | 713.3519 | 29480 | 5483.9089 | 5483.9089 | 5483.9089 | 6452.9851 | 69171.5155 | 69209.5728 | 69209.5728 | 50206.9915 | 1870.4337 | 1899.8202 | 1899.8202 | 1388.3921 | 0.0096541 | 1.2179 | 1.2608 | 0.01364 | 374.0296 | 374.032 | 374.0321 | 340.7408 | 1929.8661 | 1963.2074 | 1963.2074 | 1352.5439 | 1872.9945 | 1872.9946 | 1872.9946 | 2064.1408 | 29480 | 1985.9554 | 1985.9558 | 1985.9558 | 2403.1465 | 49556.8241 | 49937.4341 | 49937.4341 | 36197.4124 | 1442.2832 | 1844.7062 | 1844.7062 | 934.422 | 0.10124 | 3.7438 | 3.8737 | 0.14186 | 13845.9675 | 13845.9689 | 13845.9689 | 15342.6821 | 1478.5961 | 1892.9552 | 1892.9552 | 1008.7616 | 899.7799 | 899.7802 | 899.7802 | 968.4804 | 590.5181 | 679.0363 | 682.1881 | 675.2932 | 613.3368 | 695.0533 | 697.9681 | 692.5209
29480 | 103391.9688 | 103391.9692 | 103391.9692 | 118390.5399 | 157089.8023 | 157120.329 | 157120.329 | 113330.8557 | 5260.6524 | 5261.7023 | 5261.7023 | 3769.4874 | 3577.5687 | 3577.5687 | 3577.5687 | 3928.3368 | 29480 | 914.5185 | 914.5189 | 914.5189 | 789.1604 | 37917.573 | 38872.7775 | 38872.7775 | 25761.1579 | 1842.0979 | 2299.4775 | 2299.4775 | 1260.3487 | 0.18207 | 2.3232 | 2.3955 | 0.2507 | 14455.0921 | 14455.0936 | 14455.0936 | 17191.3024 | 1858.8977 | 2323.2268 | 2323.2268 | 1298.6461 | 674.4554 | 674.4556 | 674.4557 | 759.9264 | 29480 | 4407.9639 | 4407.9642 | 4407.9642 | 800.2414 | 69522.3226 | 69661.661 | 69661.661 | 50919.1267 | 2003.4699 | 2028.9499 | 2028.9499 | 1478.864 | 0.011176 | 1.4574 | 1.5061 | 0.015773 | 362.2372 | 362.2405 | 362.2406 | 351.5008 | 2057.639 | 2087.8413 | 2087.8413 | 1430.4611 | 1960.2934 | 1960.2935 | 1960.2935 | 2137.4533 | 29480 | 1580.3615 | 1580.362 | 1580.362 | 295.7652 | 50003.6398 | 50850.0326 | 50850.0326 | 36635.9398 | 1429.1582 | 1850.4162 | 1850.4162 | 961.6475 | 0.16522 | 3.8004 | 3.9228 | 0.23086 | 14381.0437 | 14381.0456 | 14381.0457 | 16839.8015 | 1460.1822 | 1893.259 | 1893.259 | 1039.8804 | 943.9202 | 943.9206 | 943.9206 | 1002.7253 | 655.2582 | 753.431 | 756.768 | 747.3158 | 679.1631 | 769.5032 | 772.578 | 769.5334
26700 | 107279.2273 | 107279.2278 | 107279.2278 | 129311.3161 | 163302.6901 | 163336.1357 | 163336.1357 | 123810.0306 | 5260.6524 | 5261.7023 | 5261.7023 | 3769.4874 | 3577.5687 | 3577.5687 | 3577.5687 | 3928.3368 | 26700 | 1060.3249 | 1060.3253 | 1060.3253 | 1323.435 | 39728.2672 | 40063.8977 | 40063.8977 | 29371.3941 | 1842.0979 | 2299.4775 | 2299.4775 | 1260.3487 | 0.18207 | 2.3232 | 2.3955 | 0.2507 | 14455.0921 | 14455.0936 | 14455.0936 | 17191.3024 | 1858.8977 | 2323.2268 | 2323.2268 | 1298.6461 | 674.4554 | 674.4556 | 674.4557 | 759.9264 | 26700 | 5519.2973 | 5519.2973 | 5519.2973 | 6742.3617 | 72048.667 | 72104.0428 | 72104.0428 | 54895.8084 | 2003.4699 | 2028.9499 | 2028.9499 | 1478.864 | 0.011176 | 1.4574 | 1.5061 | 0.015773 | 362.2372 | 362.2405 | 362.2406 | 351.5008 | 2057.639 | 2087.8413 | 2087.8413 | 1430.4611 | 1960.2934 | 1960.2935 | 1960.2935 | 2137.4533 | 26700 | 2000.5679 | 2000.5685 | 2000.5685 | 2491.8112 | 51710.1312 | 52067.6919 | 52067.6919 | 39526.8072 | 1429.1582 | 1850.4162 | 1850.4162 | 961.6475 | 0.16522 | 3.8004 | 3.9228 | 0.23086 | 14381.0437 | 14381.0456 | 14381.0457 | 16839.8015 | 1460.1822 | 1893.259 | 1893.259 | 1039.8804 | 943.9202 | 943.9206 | 943.9206 | 1002.7253 | 655.2582 | 753.431 | 756.768 | 747.3158 | 679.1631 | 769.5032 | 772.578 | 769.5334
26700 | 107279.2273 | 107279.2278 | 107279.2278 | 129311.3161 | 163302.6901 | 163336.1357 | 163336.1357 | 123810.0306 | 5571.4453 | 5572.5348 | 5572.5348 | 3916.2147 | 3770.2199 | 3770.2199 | 3770.2199 | 4079.9353 | 26700 | 936.7799 | 936.7803 | 936.7803 | 778.739 | 39095.1312 | 40129.5901 | 40129.5901 | 28192.0922 | 2037.5467 | 2534.0996 | 2534.0996 | 1319.7849 | 0.27784 | 2.6921 | 2.7689 | 0.38154 | 15036.2521 | 15036.2541 | 15036.2542 | 18736.2209 | 2058.35 | 2562.7273 | 2562.7273 | 1356.88 | 692.2756 | 692.2759 | 692.2759 | 771.1183 | 26700 | 4532.2485 | 4532.2489 | 4532.249 | 953.4196 | 72414.4805 | 72573.8747 | 72573.8747 | 55627.664 | 2098.484 | 2130.9719 | 2130.9719 | 1522.4301 | 0.013657 | 1.4081 | 1.4523 | 0.019046 | 342.1162 | 342.1208 | 342.1209 | 360.5375 | 2160.3893 | 2197.435 | 2197.435 | 1479.665 | 2077.3629 | 2077.363 | 2077.3631 | 2230.8301 | 26700 | 1649.9538 | 1649.9543 | 1649.9543 | 279.5544 | 52141.7767 | 53050.287 | 53050.287 | 39974.2536 | 1449.5508 | 1902.72 | 1902.72 | 995.6973 | 0.27066 | 4.2955 | 4.4235 | 0.37716 | 14943.5409 | 14943.5434 | 14943.5435 | 18375.6834 | 1483.4362 | 1949.6784 | 1949.6784 | 1079.153 | 1001.5764 | 1001.5768 | 1001.5768 | 1048.7384 | 679.9552 | 781.1412 | 784.4261 | 761.8404 | 707.2563 | 800.4352 | 803.4613 | 789.6151
23920 | 111440.1259 | 111440.1264 | 111440.1264 | 140653.5362 | 169955.9557 | 169992.4299 | 169992.4299 | 134697.1075 | 5571.4453 | 5572.5348 | 5572.5348 | 3916.2147 | 3770.2199 | 3770.2199 | 3770.2199 | 4079.9353 | 23920 | 1088.1714 | 1088.1718 | 1088.1718 | 1364.97 | 41025.7773 | 41393.4875 | 41393.4875 | 31964.2186 | 2037.5467 | 2534.0996 | 2534.0996 | 1319.7849 | 0.27784 | 2.6921 | 2.7689 | 0.38154 | 15036.2521 | 15036.2541 | 15036.2542 | 18736.2209 | 2058.35 | 2562.7273 | 2562.7273 | 1356.88 | 692.2756 | 692.2759 | 692.2759 | 771.1183 | 23920 | 5655.532 | 5655.532 | 5655.532 | 7155.1272 | 75107.709 | 75164.1159 | 75164.1159 | 59741.1326 | 2098.484 | 2130.9719 | 2130.9719 | 1522.4301 | 0.013657 | 1.4081 | 1.4523 | 0.019046 | 342.1162 | 342.1208 | 342.1209 | 360.5375 | 2160.3893 | 2197.435 | 2197.435 | 1479.665 | 2077.3629 | 2077.363 | 2077.3631 | 2230.8301 | 23920 | 2068.0978 | 2068.0985 | 2068.0985 | 2635.9382 | 53960.0081 | 54347.6509 | 54347.6509 | 42974.299 | 1449.5508 | 1902.72 | 1902.72 | 995.6973 | 0.27066 | 4.2955 | 4.4235 | 0.37716 | 14943.5409 | 14943.5434 | 14943.5435 | 18375.6834 | 1483.4362 | 1949.6784 | 1949.6784 | 1079.153 | 1001.5764 | 1001.5768 | 1001.5768 | 1048.7384 | 679.9552 | 781.1412 | 784.4261 | 761.8404 | 707.2563 | 800.4352 | 803.4613 | 789.6151
23920 | 111440.1259 | 111440.1264 | 111440.1264 | 140653.5362 | 169955.9557 | 169992.4299 | 169992.4299 | 134697.1075 | 5927.9015 | 5929.0278 | 5929.0278 | 4059.3707 | 3963.8865 | 3963.8865 | 3963.8865 | 4227.5962 | 23920 | 981.3734 | 981.374 | 981.3741 | 791.9982 | 40372.0387 | 41415.0604 | 41415.0604 | 30769.5944 | 2244.4098 | 2785.072 | 2785.072 | 1379.8453 | 0.42101 | 2.9479 | 3.0239 | 0.57664 | 15655.1467 | 15655.1495 | 15655.1495 | 20321.6115 | 2267.2048 | 2816.1301 | 2816.1301 | 1413.7322 | 729.6121 | 729.6125 | 729.6125 | 798.3594 | 23920 | 4606.7124 | 4606.713 | 4606.713 | 1201.7921 | 75493.4627 | 75653.2127 | 75653.2127 | 60483.1143 | 2216.6292 | 2257.2456 | 2257.2456 | 1567.5069 | 0.011953 | 1.518 | 1.5633 | 0.015829 | 311.5589 | 311.565 | 311.5652 | 360.6061 | 2280.7358 | 2326.3005 | 2326.3005 | 1526.7993 | 2180.8291 | 2180.8293 | 2180.8293 | 2312.7359 | 23920 | 1695.2159 | 1695.2167 | 1695.2167 | 224.6602 | 54406.705 | 55326.451 | 55326.451 | 43426.9415 | 1509.2882 | 1997.8217 | 1997.8217 | 1032.309 | 0.43859 | 4.6242 | 4.7502 | 0.60958 | 15553.307 | 15553.3104 | 15553.3105 | 19961.0054 | 1544.0906 | 2046.325 | 2046.325 | 1118.3073 | 1054.3851 | 1054.3857 | 1054.3858 | 1086.3162 | 708.2231 | 812.1707 | 815.3898 | 775.9663 | 743.4897 | 839.4757 | 842.4485 | 812.9803
21140 | 115989.2841 | 115989.2846 | 115989.2846 | 152406.2536 | 177240.4933 | 177280.0987 | 177280.0987 | 145982.158 | 5927.9015 | 5929.0278 | 5929.0278 | 4059.3707 | 3963.8865 | 3963.8865 | 3963.8865 | 4227.5962 | 21140 | 1144.653 | 1144.6536 | 1144.6536 | 1427.441 | 42561.9101 | 43044.9007 | 43044.9007 | 34699.7699 | 2244.4098 | 2785.072 | 2785.072 | 1379.8453 | 0.42101 | 2.9479 | 3.0239 | 0.57664 | 15655.1467 | 15655.1495 | 15655.1495 | 20321.6115 | 2267.2048 | 2816.1301 | 2816.1301 | 1413.7322 | 729.6121 | 729.6125 | 729.6125 | 798.3594 | 21140 | 5858.5766 | 5858.5766 | 5858.5767 | 7631.198 | 78413.9735 | 78447.0538 | 78447.0538 | 64727.6162 | 2216.6292 | 2257.2456 | 2257.2456 | 1567.5069 | 0.011953 | 1.518 | 1.5633 | 0.015829 | 311.5589 | 311.565 | 311.5652 | 360.6061 | 2280.7358 | 2326.3005 | 2326.3005 | 1526.7993 | 2180.8291 | 2180.8293 | 2180.8293 | 2312.7359 | 21140 | 2158.7766 | 2158.7777 | 2158.7777 | 2795.2988 | 56353.5385 | 56830.004 | 56830.004 | 46535.8358 | 1509.2882 | 1997.8217 | 1997.8217 | 1032.309 | 0.43859 | 4.6242 | 4.7502 | 0.60958 | 15553.307 | 15553.3104 | 15553.3105 | 19961.0054 | 1544.0906 | 2046.325 | 2046.325 | 1118.3073 | 1054.3851 | 1054.3857 | 1054.3858 | 1086.3162 | 708.2231 | 812.1707 | 815.3898 | 775.9663 | 743.4897 | 839.4757 | 842.4485 | 812.9803
21140 | 115989.2841 | 115989.2846 | 115989.2846 | 152406.2536 | 177240.4933 | 177280.0987 | 177280.0987 | 145982.158 | 6319.7924 | 6320.9524 | 6320.9524 | 4198.6027 | 4163.016 | 4163.016 | 4163.016 | 4370.9264 | 21140 | 1003.585 | 1003.5856 | 1003.5857 | 786.3983 | 41829.3683 | 42794.0579 | 42794.0579 | 33492.1172 | 2462.8133 | 3058.3345 | 3058.3345 | 1443.894 | 0.63542 | 3.3465 | 3.4239 | 0.86803 | 16324.116 | 16324.1198 | 16324.1198 | 21948.6552 | 2488.1806 | 3092.6928 | 3092.6928 | 1472.5452 | 751.9148 | 751.9152 | 751.9152 | 815.8099 | 21140 | 4666.8717 | 4666.8726 | 4666.8726 | 1507.2031 | 78831.7313 | 78965.9393 | 78965.9393 | 65482.7398 | 2344.5884 | 2396.3065 | 2396.3065 | 1607.1273 | 0.0010509 | 1.6011 | 1.6466 | 0.0038721 | 274.4734 | 274.4817 | 274.4819 | 350.0015 | 2412.6479 | 2469.6583 | 2469.6583 | 1571.0776 | 2294.2605 | 2294.2609 | 2294.2609 | 2396.0415 | 21140 | 1738.2885 | 1738.2895 | 1738.2895 | 159.7523 | 56837.0044 | 57707.0915 | 57707.0915 | 46988.3649 | 1600.7957 | 2132.3027 | 2132.3027 | 1064.9654 | 0.70869 | 5.1868 | 5.3147 | 0.98265 | 16228.9612 | 16228.9657 | 16228.9658 | 21598.6537 | 1637.8348 | 2184.1766 | 2184.1766 | 1154.4344 | 1117.4097 | 1117.4105 | 1117.4105 | 1128.048 | 737.9197 | 844.2107 | 847.3537 | 787.5931 | 784.0168 | 882.4791 | 885.3885 | 835.7393
18360 | 121028.9866 | 121028.9872 | 121028.9872 | 164557.429 | 185363.9912 | 185406.8215 | 185406.8215 | 157654.2734 | 6319.7924 | 6320.9524 | 6320.9524 | 4198.6027 | 4163.016 | 4163.016 | 4163.016 | 4370.9264 | 18360 | 1185.0386 | 1185.0391 | 1185.0391 | 1481.5531 | 44433.9628 | 45149.817 | 45149.817 | 37585.793 | 2462.8133 | 3058.3345 | 3058.3345 | 1443.894 | 0.63542 | 3.3465 | 3.4239 | 0.86803 | 16324.116 | 16324.1198 | 16324.1198 | 21948.6552 | 2488.1806 | 3092.6928 | 3092.6928 | 1472.5452 | 751.9148 | 751.9152 | 751.9152 | 815.8099 | 18360 | 6127.0498 | 6127.0498 | 6127.0498 | 8168.1986 | 82043.349 | 82067.6297 | 82067.6297 | 69850.3356 | 2344.5884 | 2396.3065 | 2396.3065 | 1607.1273 | 0.0010509 | 1.6011 | 1.6466 | 0.0038721 | 274.4734 | 274.4817 | 274.4819 | 350.0015 | 2412.6479 | 2469.6583 | 2469.6583 | 1571.0776 | 2294.2605 | 2294.2609 | 2294.2609 | 2396.0415 | 18360 | 2280.2385 | 2280.2397 | 2280.2397 | 2976.2212 | 58934.5884 | 59583.3316 | 59583.3316 | 50197.6925 | 1600.7957 | 2132.3027 | 2132.3027 | 1064.9654 | 0.70869 | 5.1868 | 5.3147 | 0.98265 | 16228.9612 | 16228.9657 | 16228.9658 | 21598.6537 | 1637.8348 | 2184.1766 | 2184.1766 | 1154.4344 | 1117.4097 | 1117.4105 | 1117.4105 | 1128.048 | 737.9197 | 844.2107 | 847.3537 | 787.5931 | 784.0168 | 882.4791 | 885.3885 | 835.7393
18360 | 121028.9866 | 121028.9872 | 121028.9872 | 164557.429 | 185363.9912 | 185406.8215 | 185406.8215 | 157654.2734 | 6730.3591 | 6731.5491 | 6731.5491 | 4333.4798 | 4382.6271 | 4382.6271 | 4382.6271 | 4509.448 | 18360 | 1039.9467 | 1039.948 | 1039.948 | 780.1395 | 43578.6099 | 44337.8234 | 44337.8234 | 36379.2914 | 2678.0577 | 3333.2371 | 3333.2371 | 1509.1674 | 0.95772 | 3.8057 | 3.8827 | 1.3049 | 17051.4098 | 17051.415 | 17051.4151 | 23610.6097 | 2705.4836 | 3370.2023 | 3370.2023 | 1533.2379 | 797.3214 | 797.3225 | 797.3225 | 838.6074 | 18360 | 4693.1922 | 4693.1933 | 4693.1934 | 1894.8478 | 82500.3483 | 82576.7182 | 82576.7182 | 70610.7448 | 2475.0426 | 2540.8074 | 2540.8074 | 1639.8629 | 0.035873 | 1.7558 | 1.8019 | 0.061803 | 251.1008 | 251.1119 | 251.1121 | 325.6436 | 2547.2812 | 2618.7559 | 2618.7559 | 1610.097 | 2409.2536 | 2409.2539 | 2409.2539 | 2474.8294 | 18360 | 1761.791 | 1761.7925 | 1761.7926 | 66.6835 | 59462.3399 | 60188.0137 | 60188.0137 | 50643.7849 | 1725.1143 | 2301.6459 | 2301.6459 | 1099.1144 | 1.1464 | 5.7918 | 5.9177 | 1.5862 | 16986.0122 | 16986.0182 | 16986.0183 | 23284.9661 | 1765.4657 | 2357.5197 | 2357.5197 | 1189.588 | 1176.4816 | 1176.4829 | 1176.483 | 1164.2507 | 766.4442 | 874.3889 | 877.4361 | 792.5539 | 826.2612 | 926.3696 | 929.1935 | 852.8618
15580 | 126659.2035 | 126659.2041 | 126659.2041 | 177093.6943 | 194532.3204 | 194578.4589 | 194578.4589 | 169701.3473 | 6730.3591 | 6731.5491 | 6731.5491 | 4333.4798 | 4382.6271 | 4382.6271 | 4382.6271 | 4509.448 | 15580 | 1271.8912 | 1271.8928 | 1271.8928 | 1551.1892 | 46742.4202 | 47831.1248 | 47831.1248 | 40641.6927 | 2678.0577 | 3333.2371 | 3333.2371 | 1509.1674 | 0.95772 | 3.8057 | 3.8827 | 1.3049 | 17051.4098 | 17051.415 | 17051.4151 | 23610.6097 | 2705.4836 | 3370.2023 | 3370.2023 | 1533.2379 | 797.3214 | 797.3225 | 797.3225 | 838.6074 | 15580 | 6454.4492 | 6454.4495 | 6454.4495 | 8774.8735 | 86060.5538 | 86182.8833 | 86182.8833 | 75086.8144 | 2475.0426 | 2540.8074 | 2540.8074 | 1639.8629 | 0.035873 | 1.7558 | 1.8019 | 0.061803 | 251.1008 | 251.1119 | 251.1121 | 325.6436 | 2547.2812 | 2618.7559 | 2618.7559 | 1610.097 | 2409.2536 | 2409.2539 | 2409.2539 | 2474.8294 | 15580 | 2415.5056 | 2415.5079 | 2415.5079 | 3169.9333 | 61759.7527 | 62679.9892 | 62679.9892 | 53950.8396 | 1725.1143 | 2301.6459 | 2301.6459 | 1099.1144 | 1.1464 | 5.7918 | 5.9177 | 1.5862 | 16986.0122 | 16986.0182 | 16986.0183 | 23284.9661 | 1765.4657 | 2357.5197 | 2357.5197 | 1189.588 | 1176.4816 | 1176.4829 | 1176.483 | 1164.2507 | 766.4442 | 874.3889 | 877.4361 | 792.5539 | 826.2612 | 926.3696 | 929.1935 | 852.8618
15580 | 126659.2035 | 126659.2041 | 126659.2041 | 177093.6943 | 194532.3204 | 194578.4589 | 194578.4589 | 169701.3473 | 7139.1052 | 7140.3207 | 7140.3207 | 4465.1494 | 4632.4823 | 4632.4823 | 4632.4823 | 4644.2549 | 15580 | 1003.1543 | 1003.155 | 1003.1551 | 732.6511 | 45749.9375 | 46127.263 | 46127.263 | 39457.8714 | 2913.615 | 3647.0562 | 3647.0562 | 1588.1095 | 1.4442 | 4.6364 | 4.7172 | 1.9624 | 17835.1423 | 17835.1491 | 17835.1493 | 25289.0874 | 2943.9891 | 3688.0971 | 3688.0971 | 1602.3494 | 778.8211 | 778.8213 | 778.8213 | 831.4071 | 15580 | 4642.6691 | 4642.6709 | 4642.6709 | 2412.8356 | 86549.2235 | 86586.8962 | 86586.8962 | 75840.5943 | 2587.8725 | 2674.5298 | 2674.5298 | 1658.5367 | 0.11383 | 1.9018 | 1.9472 | 0.19543 | 287.7884 | 287.8031 | 287.8034 | 281.7041 | 2663.6798 | 2756.2684 | 2756.2684 | 1638.2843 | 2587.1185 | 2587.119 | 2587.119 | 2572.0852 | 15580 | 1758.0519 | 1758.0531 | 1758.0531 | 61.6234 | 62323.3005 | 62784.4373 | 62784.4373 | 54380.881 | 1864.609 | 2497.7161 | 2497.7161 | 1131.4196 | 1.8643 | 7.0211 | 7.1522 | 2.5757 | 17834.827 | 17834.8348 | 17834.835 | 25007.3833 | 1907.9619 | 2558.2658 | 2558.2658 | 1223.9493 | 1266.9773 | 1266.9781 | 1266.9781 | 1208.3931 | 786.1694 | 893.2837 | 896.1754 | 782.6427 | 866.5024 | 966.9379 | 969.6424 | 857.5501
12800 | 132989.844 | 132989.8446 | 132989.8446 | 190004.723 | 204925.3969 | 204974.9146 | 204974.9146 | 182114.4626 | 7139.1052 | 7140.3207 | 7140.3207 | 4465.1494 | 4632.4823 | 4632.4823 | 4632.4823 | 4644.2549 | 12800 | 1260.2996 | 1260.2997 | 1260.2997 | 1578.6607 | 49644.9077 | 51336.2023 | 51336.2023 | 43912.4029 | 2913.615 | 3647.0562 | 3647.0562 | 1588.1095 | 1.4442 | 4.6364 | 4.7172 | 1.9624 | 17835.1423 | 17835.1491 | 17835.1493 | 25289.0874 | 2943.9891 | 3688.0971 | 3688.0971 | 1602.3494 | 778.8211 | 778.8213 | 778.8213 | 831.4071 | 12800 | 7018.3096 | 7018.3099 | 7018.3099 | 9563.2325 | 90480.4054 | 90775.4744 | 90775.4744 | 80395.0247 | 2587.8725 | 2674.5298 | 2674.5298 | 1658.5367 | 0.11383 | 1.9018 | 1.9472 | 0.19543 | 287.7884 | 287.8031 | 287.8034 | 281.7041 | 2663.6798 | 2756.2684 | 2756.2684 | 1638.2843 | 2587.1185 | 2587.119 | 2587.119 | 2572.0852 | 12800 | 2649.6342 | 2649.6352 | 2649.6352 | 3420.9562 | 64860.3283 | 66207.0363 | 66207.0363 | 57783.46 | 1864.609 | 2497.7161 | 2497.7161 | 1131.4196 | 1.8643 | 7.0211 | 7.1522 | 2.5757 | 17834.827 | 17834.8348 | 17834.835 | 25007.3833 | 1907.9619 | 2558.2658 | 2558.2658 | 1223.9493 | 1266.9773 | 1266.9781 | 1266.9781 | 1208.3931 | 786.1694 | 893.2837 | 896.1754 | 782.6427 | 866.5024 | 966.9379 | 969.6424 | 857.5501
12800 | 132989.844 | 132989.8446 | 132989.8446 | 190004.723 | 204925.3969 | 204974.9146 | 204974.9146 | 182114.4626 | 7524.8589 | 7526.0948 | 7526.0948 | 4596.0954 | 4902.4997 | 4902.4997 | 4902.4997 | 4777.7731 | 12800 | 1024.551 | 1024.5545 | 1024.5546 | 686.9455 | 48514.8863 | 48773.6909 | 48773.6909 | 42784.2847 | 3120.4573 | 3926.7906 | 3926.7906 | 1665.7633 | 2.1847 | 5.3098 | 5.3843 | 2.9593 | 18665.8723 | 18665.8817 | 18665.8819 | 26952.3112 | 3151.0016 | 3967.6817 | 3967.6817 | 1678.2972 | 881.5565 | 881.5595 | 881.5596 | 860.8303 | 12800 | 4448.212 | 4448.2148 | 4448.2148 | 3238.92 | 91003.6045 | 91215.8478 | 91215.8478 | 81119.8109 | 2675.4445 | 2787.8078 | 2787.8078 | 1661.692 | 0.2297 | 2.4904 | 2.5443 | 0.43183 | 409.688 | 409.708 | 409.7084 | 221.2369 | 2754.9963 | 2874.8011 | 2874.8011 | 1653.9637 | 2725.3375 | 2725.3389 | 2725.3389 | 2665.2337 | 12800 | 1623.9427 | 1623.9466 | 1623.9467 | 310.0005 | 65430.7622 | 65433.7187 | 65433.7187 | 58186.7918 | 2022.8185 | 2701.8635 | 2701.8635 | 1177.5979 | 3.0848 | 8.1018 | 8.2221 | 4.2605 | 18765.3033 | 18765.3139 | 18765.3141 | 26731.0743 | 2071.4264 | 2767.0658 | 2767.0658 | 1263.2609 | 1296.2961 | 1296.3005 | 1296.3006 | 1218.8701 | 792.1369 | 896.9368 | 899.6407 | 751.9738 | 887.7954 | 986.0556 | 988.5831 | 834.9392
10020 | 140137.7398 | 140137.7404 | 140137.7404 | 203286.9323 | 216673.0401 | 216725.9936 | 216725.9936 | 194891.6079 | 7524.8589 | 7526.0948 | 7526.0948 | 4596.0954 | 4902.4997 | 4902.4997 | 4902.4997 | 4777.7731 | 10020 | 1515.3554 | 1515.3604 | 1515.3605 | 1706.1628 | 53231.7381 | 55760.9134 | 55760.9134 | 47449.951 | 3120.4573 | 3926.7906 | 3926.7906 | 1665.7633 | 2.1847 | 5.3098 | 5.3843 | 2.9593 | 18665.8723 | 18665.8817 | 18665.8819 | 26952.3112 | 3151.0016 | 3967.6817 | 3967.6817 | 1678.2972 | 881.5565 | 881.5595 | 881.5596 | 860.8303 | 10020 | 7882.4367 | 7882.4377 | 7882.4378 | 10648.2698 | 95304.1876 | 95849.4883 | 95849.4883 | 85717.8301 | 2675.4445 | 2787.8078 | 2787.8078 | 1661.692 | 0.2297 | 2.4904 | 2.5443 | 0.43183 | 409.688 | 409.708 | 409.7084 | 221.2369 | 2754.9963 | 2874.8011 | 2874.8011 | 1653.9637 | 2725.3375 | 2725.3389 | 2725.3389 | 2665.2337 | 10020 | 2899.9533 | 2899.9618 | 2899.962 | 3698.4594 | 68303.5846 | 70234.5057 | 70234.5057 | 61698.657 | 2022.8185 | 2701.8635 | 2701.8635 | 1177.5979 | 3.0848 | 8.1018 | 8.2221 | 4.2605 | 18765.3033 | 18765.3139 | 18765.3141 | 26731.0743 | 2071.4264 | 2767.0658 | 2767.0658 | 1263.2609 | 1296.2961 | 1296.3005 | 1296.3006 | 1218.8701 | 792.1369 | 896.9368 | 899.6407 | 751.9738 | 887.7954 | 986.0556 | 988.5831 | 834.9392
10020 | 140137.7398 | 140137.7404 | 140137.7404 | 203286.9323 | 216673.0401 | 216725.9936 | 216725.9936 | 194891.6079 | 7868.4737 | 7869.7244 | 7869.7244 | 4726.5429 | 5162.0884 | 5162.0884 | 5162.0884 | 4910.1717 | 10020 | 656.0086 | 656.0098 | 656.0098 | 407.357 | 52080.1679 | 53326.758 | 53326.758 | 46435.8722 | 3464.7943 | 4428.9063 | 4428.9063 | 1803.9246 | 3.3294 | 7.9331 | 8.0373 | 4.4878 | 19473.6846 | 19473.6968 | 19473.6971 | 28506.0375 | 3504.3815 | 4483.517 | 4483.517 | 1795.0175 | 595.486 | 595.4883 | 595.4883 | 702.6508 | 10020 | 4358.6264 | 4358.6281 | 4358.6282 | 4687.2214 | 95787.7028 | 96309.0405 | 96309.0405 | 86375.7448 | 2670.1856 | 2839.1466 | 2839.1466 | 1619.497 | 0.16131 | 1.4587 | 1.4882 | 0.56847 | 615.5155 | 615.5413 | 615.5418 | 126.193 | 2751.0631 | 2924.2803 | 2924.2803 | 1630.2664 | 3142.8869 | 3142.8911 | 3142.8912 | 2880.6956 | 10020 | 1385.8754 | 1385.8786 | 1385.8787 | 720.5932 | 68835.6108 | 69507.9095 | 69507.9095 | 62054.8211 | 2174.1083 | 2957.5802 | 2957.5802 | 1215.8055 | 5.4094 | 11.899 | 12.0469 | 7.4897 | 19728.5178 | 19728.5314 | 19728.5317 | 28379.8445 | 2220.6073 | 3025.2749 | 3025.2749 | 1300.6804 | 1424.8557 | 1424.8621 | 1424.8623 | 1293.6652 | 737.9731 | 832.0489 | 834.38 | 667.4402 | 860.9152 | 952.8322 | 955.0953 | 764.4419
7240 | 148200.6229 | 148200.6235 | 148200.6235 | 216937.2096 | 229836.9457 | 229893.3761 | 229893.3761 | 208031.3972 | 7868.4737 | 7869.7244 | 7869.7244 | 4726.5429 | 5162.0884 | 5162.0884 | 5162.0884 | 4910.1717 | 7240 | 1129.3716 | 1129.3767 | 1129.3768 | 1546.0123 | 57987.3486 | 61955.9352 | 61955.9352 | 51426.0209 | 3464.7943 | 4428.9063 | 4428.9063 | 1803.9246 | 3.3294 | 7.9331 | 8.0373 | 4.4878 | 19473.6846 | 19473.6968 | 19473.6971 | 28506.0375 | 3504.3815 | 4483.517 | 4483.517 | 1795.0175 | 595.486 | 595.4883 | 595.4883 | 702.6508 | 7240 | 10217.2594 | 10217.2727 | 10217.273 | 12695.5552 | 100293.3044 | 101296.186 | 101296.186 | 90907.8853 | 2670.1856 | 2839.1466 | 2839.1466 | 1619.497 | 0.16131 | 1.4587 | 1.4882 | 0.56847 | 615.5155 | 615.5413 | 615.5418 | 126.193 | 2751.0631 | 2924.2803 | 2924.2803 | 1630.2664 | 3142.8869 | 3142.8911 | 3142.8912 | 2880.6956 | 7240 | 3621.3927 | 3621.4074 | 3621.4077 | 4316.9824 | 72009.7076 | 74918.9822 | 74918.9822 | 65670.7127 | 2174.1083 | 2957.5802 | 2957.5802 | 1215.8055 | 5.4094 | 11.899 | 12.0469 | 7.4897 | 19728.5178 | 19728.5314 | 19728.5317 | 28379.8445 | 2220.6073 | 3025.2749 | 3025.2749 | 1300.6804 | 1424.8557 | 1424.8621 | 1424.8623 | 1293.6652 | 737.9731 | 832.0489 | 834.38 | 667.4402 | 860.9152 | 952.8322 | 955.0953 | 764.4419
7240 | 148200.6229 | 148200.6235 | 148200.6235 | 216937.2096 | 229836.9457 | 229893.3761 | 229893.3761 | 208031.3972 | 8155.0313 | 8156.2909 | 8156.2909 | 4856.4786 | 5375.7014 | 5375.7014 | 5375.7014 | 5041.3994 | 7240 | 637.3317 | 637.3446 | 637.3448 | 232.9266 | 56842.3772 | 59673.1389 | 59673.1389 | 50599.7071 | 3151.1412 | 3869.509 | 3869.509 | 1709.2232 | 5.0558 | 8.2715 | 8.3374 | 6.6839 | 20165.8321 | 20165.8499 | 20165.8503 | 29802.3251 | 3178.83 | 3907.556 | 3907.556 | 1765.592 | 1041.1539 | 1041.1655 | 1041.1657 | 847.9147 | 7240 | 6194.6747 | 6194.694 | 6194.6944 | 7747.6565 | 100739.0104 | 101726.1198 | 101726.1198 | 91419.3569 | 2735.1986 | 2836.1431 | 2836.1431 | 1612.0422 | 1.6351 | 4.8034 | 4.8734 | 1.0687 | 770.9776 | 771.0146 | 771.0155 | 52.2667 | 2822.1032 | 2933.3481 | 2933.3481 | 1630.0256 | 3110.6363 | 3110.6647 | 3110.6654 | 3068.1256 | 7240 | 1555.7319 | 1555.7571 | 1555.7577 | 1839.6496 | 72466.6353 | 74253.8572 | 74253.8572 | 65985.5548 | 2429.1013 | 3027.2745 | 3027.2745 | 1417.4206 | 11.3425 | 16.9331 | 17.0499 | 15.835 | 20543.3408 | 20543.36 | 20543.3604 | 29750.0584 | 2510.903 | 3127.1246 | 3127.1246 | 1460.2794 | 1230.2094 | 1230.2493 | 1230.2503 | 1092.022 | 607.9827 | 691.8224 | 693.8168 | 525.1876 | 694.4999 | 776.8289 | 778.7736 | 590.054
4460 | 157220.5449 | 157220.5454 | 157220.5455 | 230952.3 | 244403.3138 | 244463.2459 | 244463.2459 | 221532.4076 | 8155.0313 | 8156.2909 | 8156.2909 | 4856.4786 | 5375.7014 | 5375.7014 | 5375.7014 | 5041.3994 | 4460 | 2350.9582 | 2350.9774 | 2350.9778 | 2124.2762 | 62821.5953 | 67678.2155 | 67678.2155 | 55508.053 | 3151.1412 | 3869.509 | 3869.509 | 1709.2232 | 5.0558 | 8.2715 | 8.3374 | 6.6839 | 20165.8321 | 20165.8499 | 20165.8503 | 29802.3251 | 3178.83 | 3907.556 | 3907.556 | 1765.592 | 1041.1539 | 1041.1655 | 1041.1657 | 847.9147 | 4460 | 13670.3331 | 13670.3927 | 13670.3941 | 16277.0458 | 105612.7936 | 106909.1637 | 106909.1637 | 95950.8281 | 2735.1986 | 2836.1431 | 2836.1431 | 1612.0422 | 1.6351 | 4.8034 | 4.8734 | 1.0687 | 770.9776 | 771.0146 | 771.0155 | 52.2667 | 2822.1032 | 2933.3481 | 2933.3481 | 1630.0256 | 3110.6363 | 3110.6647 | 3110.6654 | 3068.1256 | 4460 | 4387.1144 | 4387.2003 | 4387.2022 | 4875.4706 | 76645.4674 | 80145.7855 | 80145.7855 | 70045.1316 | 2429.1013 | 3027.2745 | 3027.2745 | 1417.4206 | 11.3425 | 16.9331 | 17.0499 | 15.835 | 20543.3408 | 20543.36 | 20543.3604 | 29750.0584 | 2510.903 | 3127.1246 | 3127.1246 | 1460.2794 | 1230.2094 | 1230.2493 | 1230.2503 | 1092.022 | 607.9827 | 691.8224 | 693.8168 | 525.1876 | 694.4999 | 776.8289 | 778.7736 | 590.054
4460 | 157220.5449 | 157220.5454 | 157220.5455 | 230952.3 | 244403.3138 | 244463.2459 | 244463.2459 | 221532.4076 | 8399.9312 | 8401.1961 | 8401.1961 | 4922.2402 | 5548.7706 | 5548.7706 | 5548.7706 | 5107.9016 | 4460 | 2127.9879 | 2128.0144 | 2128.015 | 665.4428 | 59208.0718 | 59835.6079 | 59835.6079 | 53752.2875 | 3528.8587 | 4105.6187 | 4105.6187 | 2122.1561 | 4.3432 | 5.9899 | 6.0231 | 5.774 | 22003.717 | 22003.7697 | 22003.7709 | 32222.6254 | 3571.6654 | 4153.7207 | 4153.7207 | 2195.0951 | 1016.2061 | 1016.2173 | 1016.2176 | 669.5155 | 4460 | 5187.1316 | 5187.135 | 5187.135 | 6306.5609 | 108046.3798 | 108357.5808 | 108357.5808 | 97533.5237 | 1970.9482 | 2029.7504 | 2029.7504 | 665.9934 | 0.18783 | 1.6333 | 1.6647 | 1.3087 | 838.4069 | 838.4764 | 838.478 | 100.2578 | 2034.6352 | 2098.129 | 2098.129 | 728.1235 | 3017.6005 | 3017.6461 | 3017.6471 | 2851.8205 | 4460 | 2111.2208 | 2111.3368 | 2111.3394 | 404.7319 | 77161.9891 | 77418.3922 | 77418.3922 | 70218.2015 | 3060.208 | 3566.8748 | 3566.8748 | 1984.4005 | 8.6456 | 11.9438 | 12.0119 | 11.8383 | 22772.6222 | 22772.6389 | 22772.6393 | 32322.8832 | 3141.3575 | 3658.6542 | 3658.6542 | 1998.4388 | 1593.7336 | 1593.7905 | 1593.7918 | 1553.1501 | 1745.4323 | 2060.0657 | 2067.1978 | 1470.9332 | 1745.7074 | 1986.2904 | 1991.6807 | 1486.6834
0 | 173578.9932 | 173578.9938 | 173578.9938 | 253733.5412 | 270439.2876 | 270504.8608 | 270504.8608 | 243485.599 | 8399.9312 | 8401.1961 | 8401.1961 | 4922.2402 | 5548.7706 | 5548.7706 | 5548.7706 | 5107.9016 | 0 | 2468.1764 | 2468.2532 | 2468.2549 | 2320.5965 | 71549.5219 | 74773.0246 | 74773.0246 | 63542.4116 | 3528.8587 | 4105.6187 | 4105.6187 | 2122.1561 | 4.3432 | 5.9899 | 6.0231 | 5.774 | 22003.717 | 22003.7697 | 22003.7709 | 32222.6254 | 3571.6654 | 4153.7207 | 4153.7207 | 2195.0951 | 1016.2061 | 1016.2173 | 1016.2176 | 669.5155 | 0 | 13538.7213 | 13538.928 | 13538.9327 | 19025.6805 | 111743.4274 | 112337.8106 | 112337.8106 | 100780.9548 | 1970.9482 | 2029.7504 | 2029.7504 | 665.9934 | 0.18783 | 1.6333 | 1.6647 | 1.3087 | 838.4069 | 838.4764 | 838.478 | 100.2578 | 2034.6352 | 2098.129 | 2098.129 | 728.1235 | 3017.6005 | 3017.6461 | 3017.6471 | 2851.8205 | 0 | 5633.1704 | 5633.3081 | 5633.3112 | 7331.7815 | 87456.2094 | 90019.7558 | 90019.7558 | 79131.2384 | 3060.208 | 3566.8748 | 3566.8748 | 1984.4005 | 8.6456 | 11.9438 | 12.0119 | 11.8383 | 22772.6222 | 22772.6389 | 22772.6393 | 32322.8832 | 3141.3575 | 3658.6542 | 3658.6542 | 1998.4388 | 1593.7336 | 1593.7905 | 1593.7918 | 1553.1501 | 1745.4323 | 2060.0657 | 2067.1978 | 1470.9332 | 1745.7074 | 1986.2904 | 1991.6807 | 1486.6834
0 | 173578.9932 | 173578.9938 | 173578.9938 | 253733.5412 | 270439.2876 | 270504.8608 | 270504.8608 | 243485.599 | 16529.2015 | 16560.6392 | 16560.6392 | 13490.1233 | 9810.2738 | 9810.3262 | 9810.3274 | 11833.6232 | 0 | 4505.8402 | 4505.9397 | 4505.9419 | 5525.2334 | 72459.0425 | 72993.8138 | 72993.8138 | 64785.4777 | 5635.0815 | 5664.1053 | 5664.1053 | 4642.1504 | 1.4382 | 1.5029 | 1.505 | 1.7706 | 19186.152 | 19186.2187 | 19186.2202 | 29128.9289 | 5685.1336 | 5713.9374 | 5713.9374 | 4707.0507 | 1509.4908 | 1509.5129 | 1509.5134 | 1862.8429 | 0 | 23341.5163 | 23341.7735 | 23341.7793 | 31169.9568 | 109446.7356 | 109453.3648 | 109453.3648 | 99039.0711 | 4995.6082 | 5018.0807 | 5018.0807 | 4084.4391 | 1.6152 | 2.2067 | 2.2194 | 1.1429 | 1037.275 | 1037.3406 | 1037.3421 | 386.0134 | 5128.6777 | 5153.0609 | 5153.0609 | 4133.1151 | 5488.531 | 5488.5995 | 5488.601 | 7116.3631 | 0 | 9720.8039 | 9720.9055 | 9720.9078 | 12488.3871 | 88542.5015 | 89005.0703 | 89005.0703 | 79630.056 | 5605.0991 | 5640.3128 | 5640.3128 | 4521.1414 | 3.6652 | 3.8701 | 3.8734 | 4.9809 | 20222.8837 | 20222.8849 | 20222.8849 | 29514.9423 | 5721.2887 | 5757.1469 | 5757.1469 | 4654.0601 | 2812.8077 | 2812.8459 | 2812.8467 | 3469.9975 | 1615.6887 | 1816.6331 | 1821.058 | 1455.5635 | 1440.4342 | 1596.9662 | 1600.3898 | 1443.2503
-4520 | 129402.0758 | 129402.3123 | 129402.3176 | 200245.5642 | 196431.6359 | 196508.1611 | 196508.1611 | 182510.2415 | 16529.2015 | 16560.6392 | 16560.6392 | 13490.1233 | 9810.2738 | 9810.3262 | 9810.3274 | 11833.6232 | -4520 | 2319.1165 | 2319.1169 | 2319.1169 | 2894.8163 | 46954.4093 | 47619.3736 | 47619.3736 | 43509.6085 | 5635.0815 | 5664.1053 | 5664.1053 | 4642.1504 | 1.4382 | 1.5029 | 1.505 | 1.7706 | 19186.152 | 19186.2187 | 19186.2202 | 29128.9289 | 5685.1336 | 5713.9374 | 5713.9374 | 4707.0507 | 1509.4908 | 1509.5129 | 1509.5134 | 1862.8429 | -4520 | 1813.0596 | 1813.1121 | 1813.1132 | 996.0042 | 86582.5759 | 86699.4174 | 86699.4174 | 80357.3909 | 4995.6082 | 5018.0807 | 5018.0807 | 4084.4391 | 1.6152 | 2.2067 | 2.2194 | 1.1429 | 1037.275 | 1037.3406 | 1037.3421 | 386.0134 | 5128.6777 | 5153.0609 | 5153.0609 | 4133.1151 | 5488.531 | 5488.5995 | 5488.601 | 7116.3631 | -4520 | 3008.7366 | 3008.8076 | 3008.8092 | 3196.0015 | 62919.5038 | 63544.1519 | 63544.1519 | 58593.7045 | 5605.0991 | 5640.3128 | 5640.3128 | 4521.1414 | 3.6652 | 3.8701 | 3.8734 | 4.9809 | 20222.8837 | 20222.8849 | 20222.8849 | 29514.9423 | 5721.2887 | 5757.1469 | 5757.1469 | 4654.0601 | 2812.8077 | 2812.8459 | 2812.8467 | 3469.9975 | 1615.6887 | 1816.6331 | 1821.058 | 1455.5635 | 1440.4342 | 1596.9662 | 1600.3898 | 1443.2503
-4520 | 129402.0758 | 129402.3123 | 129402.3176 | 200245.5642 | 196431.6359 | 196508.1611 | 196508.1611 | 182510.2415 | 17274.5051 | 17295.096 | 17295.096 | 14489.0611 | 5807.1288 | 5807.1386 | 5807.1388 | 6437.8382 | -4520 | 331.8138 | 331.8202 | 331.8204 | 1164.058 | 48299.5421 | 48825.2466 | 48825.2466 | 44839.1139 | 5432.7996 | 5484.2671 | 5484.2671 | 4589.4474 | 0.69138 | 0.81327 | 0.81616 | 0.75976 | 17280.9443 | 17281.0068 | 17281.0082 | 26217.7592 | 5486.4749 | 5538.3415 | 5538.3415 | 4706.8211 | 334.1246 | 334.1291 | 334.1292 | 827.7759 | -4520 | 7441.7926 | 7441.8495 | 7441.8508 | 10863.0334 | 84598.4327 | 84772.7302 | 84772.7302 | 78619.7404 | 5696.896 | 5698.0851 | 5698.0851 | 4778.9437 | 2.7344 | 2.8166 | 2.8184 | 3.8905 | 259.1484 | 259.207 | 259.2084 | 473.7752 | 5870.327 | 5871.2559 | 5871.2559 | 4841.8807 | 3738.2015 | 3738.221 | 3738.2214 | 5129.1911 | -4520 | 2853.2134 | 2853.2872 | 2853.2889 | 3749.5968 | 63546.7724 | 63974.7046 | 63974.7046 | 59001.8496 | 5768.0985 | 5798.1371 | 5798.1371 | 4806.7835 | 0.11037 | 0.20292 | 0.20535 | 0.031457 | 17030.5947 | 17030.5985 | 17030.5986 | 25743.9839 | 5920.7895 | 5951.1362 | 5951.1362 | 4957.9043 | 1735.2701 | 1735.3037 | 1735.3045 | 2151.0692 | 955.651 | 966.0704 | 966.2955 | 878.7601 | 1600.5755 | 1615.2293 | 1615.5539 | 1465.1558
-7520 | 111985.6976 | 111985.9632 | 111985.9692 | 180932.0497 | 144845.8351 | 144984.133 | 144984.133 | 139043.0581 | 17274.5051 | 17295.096 | 17295.096 | 14489.0611 | 5807.1288 | 5807.1386 | 5807.1388 | 6437.8382 | -7520 | 679.2322 | 679.2393 | 679.2395 | 1319.2697 | 31902.3645 | 32272.4693 | 32272.4693 | 30718.6507 | 5432.7996 | 5484.2671 | 5484.2671 | 4589.4474 | 0.69138 | 0.81327 | 0.81616 | 0.75976 | 17280.9443 | 17281.0068 | 17281.0082 | 26217.7592 | 5486.4749 | 5538.3415 | 5538.3415 | 4706.8211 | 334.1246 | 334.1291 | 334.1292 | 827.7759 | -7520 | 3831.2602 | 3831.2617 | 3831.2618 | 4524.5399 | 67089.4413 | 67260.9521 | 67260.9521 | 64094.0984 | 5696.896 | 5698.0851 | 5698.0851 | 4778.9437 | 2.7344 | 2.8166 | 2.8184 | 3.8905 | 259.1484 | 259.207 | 259.2084 | 473.7752 | 5870.327 | 5871.2559 | 5871.2559 | 4841.8807 | 3738.2015 | 3738.221 | 3738.2214 | 5129.1911 | -7520 | 2361.724 | 2361.7512 | 2361.7518 | 2703.6109 | 45869.5458 | 46206.4377 | 46206.4377 | 44128.1368 | 5768.0985 | 5798.1371 | 5798.1371 | 4806.7835 | 0.11037 | 0.20292 | 0.20535 | 0.031457 | 17030.5947 | 17030.5985 | 17030.5986 | 25743.9839 | 5920.7895 | 5951.1362 | 5951.1362 | 4957.9043 | 1735.2701 | 1735.3037 | 1735.3045 | 2151.0692 | 955.651 | 966.0704 | 966.2955 | 878.7601 | 1600.5755 | 1615.2293 | 1615.5539 | 1465.1558
-7520 | 111985.6976 | 111985.9632 | 111985.9692 | 180932.0497 | 144845.8351 | 144984.133 | 144984.133 | 139043.0581 | 14034.3894 | 14041.9799 | 14041.9799 | 12013.889 | 3456.5951 | 3456.5986 | 3456.5987 | 3462.9309 | -7520 | 1207.8445 | 1207.8448 | 1207.8448 | 1661.9501 | 33039.7237 | 33371.0973 | 33371.0973 | 31914.1071 | 4136.752 | 4186.6429 | 4186.6429 | 3575.6353 | 0.51302 | 0.67177 | 0.67527 | 0.63976 | 15897.3147 | 15897.3718 | 15897.373 | 24019.3297 | 4168.9365 | 4219.3427 | 4219.3427 | 3690.7256 | 722.7429 | 722.7445 | 722.7446 | 1010.5956 | -7520 | 2653.5733 | 2653.5736 | 2653.5736 | 4636.4203 | 65264.8703 | 65437.6484 | 65437.6484 | 62409.0396 | 4927.604 | 4938.8189 | 4938.8189 | 4206.6656 | 0.72406 | 0.73479 | 0.73517 | 1.0158 | 1177.0341 | 1177.0788 | 1177.0798 | 1137.9416 | 5063.8226 | 5075.0047 | 5075.0047 | 4239.5652 | 1613.7107 | 1613.7114 | 1613.7114 | 2542.0597 | -7520 | 1832.7385 | 1832.7497 | 1832.7499 | 2467.0915 | 46551.3096 | 46848.203 | 46848.203 | 44617.7392 | 4691.1137 | 4722.1905 | 4722.1905 | 3993.8676 | 0.11579 | 0.28723 | 0.29093 | 0.095032 | 14724.8311 | 14724.8435 | 14724.8438 | 22881.3881 | 4803.7686 | 4835.4021 | 4835.4021 | 4106.4764 | 1121.1061 | 1121.1087 | 1121.1087 | 1445.7215 | 692.8477 | 695.7524 | 695.8136 | 660.2747 | 1154.4439 | 1157.4447 | 1157.5087 | 1120.3195
-10520 | 101617.5051 | 101617.7602 | 101617.766 | 170543.257 | 103003.3621 | 103164.4315 | 103164.4315 | 103001.3913 | 14034.3894 | 14041.9799 | 14041.9799 | 12013.889 | 3456.5951 | 3456.5986 | 3456.5987 | 3462.9309 | -10520 | 960.5569 | 960.5615 | 960.5616 | 1369.8366 | 20610.507 | 20790.6621 | 20790.6621 | 20841.9303 | 4136.752 | 4186.6429 | 4186.6429 | 3575.6353 | 0.51302 | 0.67177 | 0.67527 | 0.63976 | 15897.3147 | 15897.3718 | 15897.373 | 24019.3297 | 4168.9365 | 4219.3427 | 4219.3427 | 3690.7256 | 722.7429 | 722.7445 | 722.7446 | 1010.5956 | -10520 | 2209.9899 | 2209.9922 | 2209.9923 | 2989.7587 | 50174.3665 | 50313.5981 | 50313.5981 | 49690.3442 | 4927.604 | 4938.8189 | 4938.8189 | 4206.6656 | 0.72406 | 0.73479 | 0.73517 | 1.0158 | 1177.0341 | 1177.0788 | 1177.0798 | 1137.9416 | 5063.8226 | 5075.0047 | 5075.0047 | 4239.5652 | 1613.7107 | 1613.7114 | 1613.7114 | 2542.0597 | -10520 | 1533.138 | 1533.1416 | 1533.1417 | 1870.0729 | 32235.1688 | 32437.1616 | 32437.1616 | 32298.3101 | 4691.1137 | 4722.1905 | 4722.1905 | 3993.8676 | 0.11579 | 0.28723 | 0.29093 | 0.095032 | 14724.8311 | 14724.8435 | 14724.8438 | 22881.3881 | 4803.7686 | 4835.4021 | 4835.4021 | 4106.4764 | 1121.1061 | 1121.1087 | 1121.1087 | 1445.7215 | 692.8477 | 695.7524 | 695.8136 | 660.2747 | 1154.4439 | 1157.4447 | 1157.5087 | 1120.3195
-10520 | 101617.5051 | 101617.7602 | 101617.766 | 170543.257 | 103003.3621 | 103164.4315 | 103164.4315 | 103001.3913 | 10290.0496 | 10291.1394 | 10291.1394 | 8966.2553 | 1895.611 | 1895.6141 | 1895.6142 | 1747.5385 | -10520 | 347.7655 | 347.7659 | 347.7659 | 700.0884 | 21506.0555 | 21667.2724 | 21667.2724 | 21773.4939 | 2949.6092 | 2977.2365 | 2977.2365 | 2604.0586 | 1.356 | 1.4306 | 1.4322 | 2.1605 | 14944.0409 | 14944.0943 | 14944.0955 | 22509.0269 | 2969.0793 | 2996.9478 | 2996.9478 | 2692.0637 | 231.165 | 231.166 | 231.1661 | 440.0939 | -10520 | 2015.7721 | 2015.7795 | 2015.7797 | 3137.5019 | 48692.3891 | 48824.3118 | 48824.3118 | 48351.3253 | 3689.3657 | 3697.158 | 3697.158 | 3198.7682 | 1.4352 | 1.4932 | 1.4943 | 2.5536 | 1663.1731 | 1663.2113 | 1663.2122 | 1493.134 | 3780.2793 | 3788.2593 | 3788.2593 | 3217.2211 | 1036.6724 | 1036.6756 | 1036.6757 | 1543.6431 | -10520 | 1083.8918 | 1083.893 | 1083.893 | 1507.0174 | 32814.2315 | 33004.5952 | 33004.5952 | 32705.7653 | 3462.7483 | 3481.1959 | 3481.1959 | 3002.2006 | 1.7058 | 1.8141 | 1.8164 | 2.7709 | 13285.365 | 13285.3801 | 13285.3804 | 21015.8929 | 3541.287 | 3560.0858 | 3560.0858 | 3077.9406 | 627.8701 | 627.8712 | 627.8713 | 837.2552 | 477.3671 | 478.8009 | 478.8299 | 452.0614 | 720.7445 | 721.6369 | 721.6548 | 714.8651
-13520 | 95943.7047 | 95943.9502 | 95943.9558 | 165300.6414 | 72596.8896 | 72761.2285 | 72761.2285 | 76102.6252 | 10290.0496 | 10291.1394 | 10291.1394 | 8966.2553 | 1895.611 | 1895.6141 | 1895.6142 | 1747.5385 | -13520 | 345.8709 | 345.8736 | 345.8736 | 620.1933 | 12784.4497 | 12862.0612 | 12862.0612 | 13697.3028 | 2949.6092 | 2977.2365 | 2977.2365 | 2604.0586 | 1.356 | 1.4306 | 1.4322 | 2.1605 | 14944.0409 | 14944.0943 | 14944.0955 | 22509.0269 | 2969.0793 | 2996.9478 | 2996.9478 | 2692.0637 | 231.165 | 231.166 | 231.1661 | 440.0939 | -13520 | 1107.9531 | 1107.9554 | 1107.9554 | 1493.4274 | 37498.7635 | 37606.7463 | 37606.7463 | 38699.6619 | 3689.3657 | 3697.158 | 3697.158 | 3198.7682 | 1.4352 | 1.4932 | 1.4943 | 2.5536 | 1663.1731 | 1663.2113 | 1663.2122 | 1493.134 | 3780.2793 | 3788.2593 | 3788.2593 | 3217.2211 | 1036.6724 | 1036.6756 | 1036.6757 | 1543.6431 | -13520 | 800.8411 | 800.8432 | 800.8433 | 1004.7481 | 22360.6265 | 22494.594 | 22494.594 | 23471.9435 | 3462.7483 | 3481.1959 | 3481.1959 | 3002.2006 | 1.7058 | 1.8141 | 1.8164 | 2.7709 | 13285.365 | 13285.3801 | 13285.3804 | 21015.8929 | 3541.287 | 3560.0858 | 3560.0858 | 3077.9406 | 627.8701 | 627.8712 | 627.8713 | 837.2552 | 477.3662 | 478.8001 | 478.8291 | 452.0607 | 720.7445 | 721.6369 | 721.6548 | 714.8651
-13520 | 95943.7047 | 95943.9502 | 95943.9558 | 165300.6414 | 72596.8896 | 72761.2285 | 72761.2285 | 76102.6252 | 7868.396 | 7868.81 | 7868.81 | 6912.7351 | 1196.4521 | 1196.4532 | 1196.4532 | 1040.6535 | -13520 | 319.8157 | 319.8159 | 319.8159 | 455.9699 | 13275.8591 | 13345.7272 | 13345.7272 | 14240.333 | 2325.9832 | 2338.3559 | 2338.3559 | 2065.856 | 1.8373 | 1.8631 | 1.8637 | 2.8371 | 14458.3661 | 14458.4174 | 14458.4185 | 21721.172 | 2346.2065 | 2358.6622 | 2358.6622 | 2130.922 | 204.4295 | 204.4299 | 204.4299 | 291.5205 | -13520 | 1063.3554 | 1063.3568 | 1063.3568 | 1704.9812 | 36659.9376 | 36768.3853 | 36768.3853 | 37915.2801 | 2683.3956 | 2687.3331 | 2687.3331 | 2341.2617 | 1.137 | 1.19 | 1.1911 | 2.3302 | 1910.2628 | 1910.298 | 1910.2988 | 1675.7603 | 2775.2893 | 2779.3974 | 2779.3974 | 2394.4724 | 662.1753 | 662.1756 | 662.1756 | 1027.2281 | -13520 | 531.8496 | 531.8501 | 531.8501 | 750.0311 | 22696.1434 | 22821.9027 | 22821.9027 | 23713.2952 | 2686.2881 | 2694.8283 | 2694.8283 | 2349.4702 | 2.9579 | 3.0264 | 3.0279 | 4.5879 | 12553.7901 | 12553.8062 | 12553.8065 | 20045.4116 | 2747.1204 | 2755.8819 | 2755.8819 | 2403.4002 | 329.9904 | 329.9908 | 329.9908 | 461.8517 | 243.6242 | 244.2113 | 244.2229 | 224.65 | 367.2123 | 367.8403 | 367.8528 | 353.7482
-16520 | 92430.6383 | 92430.8805 | 92430.886 | 162178.681 | 49985.266 | 50148.363 | 50148.363 | 55364.4198 | 7868.396 | 7868.81 | 7868.81 | 6912.7351 | 1196.4521 | 1196.4532 | 1196.4532 | 1040.6535 | -16520 | 294.9398 | 294.9408 | 294.9408 | 418.5915 | 6894.0699 | 6926.5712 | 6926.5712 | 7847.5668 | 2325.9832 | 2338.3559 | 2338.3559 | 2065.856 | 1.8373 | 1.8631 | 1.8637 | 2.8371 | 14458.3661 | 14458.4174 | 14458.4185 | 21721.172 | 2346.2065 | 2358.6622 | 2358.6622 | 2130.922 | 204.4295 | 204.4299 | 204.4299 | 291.5205 | -16520 | 990.4293 | 990.4298 | 990.4298 | 1376.7032 | 28568.8431 | 28664.9666 | 28664.9666 | 30731.863 | 2683.3956 | 2687.3331 | 2687.3331 | 2341.2617 | 1.137 | 1.19 | 1.1911 | 2.3302 | 1910.2628 | 1910.298 | 1910.2988 | 1675.7603 | 2775.2893 | 2779.3974 | 2779.3974 | 2394.4724 | 662.1753 | 662.1756 | 662.1756 | 1027.2281 | -16520 | 473.0836 | 473.0843 | 473.0844 | 635.5241 | 14839.6724 | 14939.1472 | 14939.1472 | 16503.0946 | 2686.2881 | 2694.8283 | 2694.8283 | 2349.4702 | 2.9579 | 3.0264 | 3.0279 | 4.5879 | 12553.7901 | 12553.8062 | 12553.8065 | 20045.4116 | 2747.1204 | 2755.8819 | 2755.8819 | 2403.4002 | 329.9904 | 329.9908 | 329.9908 | 461.8517 | 243.6242 | 244.2113 | 244.2229 | 224.65 | 367.2123 | 367.8403 | 367.8528 | 353.7482

## CB
Coupling beam shear
| W1-W2 [kN] |  |  |  | W2-W3 [kN]
| RSA | RSA -veT | RSA +veT | Wind | RSA | RSA -veT | RSA +veT | Wind
90150 | 239.6394 | 277.7809 | 284.1742 | 131.9153 | 105.4113 | 127.6797 | 132.0989 | 18.5338
85080 | 239.6394 | 277.7809 | 284.1742 | 131.9153 | 105.4113 | 127.6797 | 132.0989 | 18.5338
85080 | 182.4113 | 207.7717 | 210.8753 | 68.7275 | 174.3462 | 198.0266 | 201.0819 | 49.8482
82300 | 182.4113 | 207.7717 | 210.8753 | 68.7275 | 174.3462 | 198.0266 | 201.0819 | 49.8482
82300 | 258.3733 | 290.3475 | 293.0191 | 96.6353 | 275.2215 | 305.586 | 308.1776 | 85.3467
79520 | 258.3733 | 290.3475 | 293.0191 | 96.6353 | 275.2215 | 305.586 | 308.1776 | 85.3467
79520 | 336.0512 | 378.3755 | 381.3691 | 131.9134 | 358.7106 | 398.1751 | 400.9336 | 120.4791
76740 | 336.0512 | 378.3755 | 381.3691 | 131.9134 | 358.7106 | 398.1751 | 400.9336 | 120.4791
76740 | 390.4628 | 440.1842 | 443.2107 | 166.4276 | 420.1182 | 466.7512 | 469.5856 | 157.3303
73960 | 390.4628 | 440.1842 | 443.2107 | 166.4276 | 420.1182 | 466.7512 | 469.5856 | 157.3303
73960 | 427.9609 | 483.8171 | 486.9413 | 202.0347 | 458.2846 | 510.2894 | 513.1735 | 194.0994
71180 | 427.9609 | 483.8171 | 486.9413 | 202.0347 | 458.2846 | 510.2894 | 513.1735 | 194.0994
71180 | 451.3818 | 511.604 | 514.7548 | 237.385 | 481.2315 | 537.2074 | 540.1269 | 230.781
68400 | 451.3818 | 511.604 | 514.7548 | 237.385 | 481.2315 | 537.2074 | 540.1269 | 230.781
68400 | 466.8581 | 530.4277 | 533.6103 | 272.5128 | 495.6974 | 554.6239 | 557.5626 | 266.9531
65620 | 466.8581 | 530.4277 | 533.6103 | 272.5128 | 495.6974 | 554.6239 | 557.5626 | 266.9531
65620 | 477.1377 | 543.1805 | 546.3721 | 307.0067 | 505.4868 | 566.6417 | 569.5905 | 302.3198
62840 | 477.1377 | 543.1805 | 546.3721 | 307.0067 | 505.4868 | 566.6417 | 569.5905 | 302.3198
62840 | 482.2924 | 550.0426 | 553.234 | 340.2686 | 510.3168 | 573.0378 | 575.9859 | 336.3884
60060 | 482.2924 | 550.0426 | 553.234 | 340.2686 | 510.3168 | 573.0378 | 575.9859 | 336.3884
60060 | 481.7296 | 550.6583 | 553.8425 | 371.9395 | 507.7957 | 571.5398 | 574.4818 | 368.2124
57280 | 481.7296 | 550.6583 | 553.8425 | 371.9395 | 507.7957 | 571.5398 | 574.4818 | 368.2124
57280 | 498.724 | 571.5957 | 574.9085 | 422.3916 | 522.1712 | 589.3331 | 592.386 | 418.3175
54500 | 498.724 | 571.5957 | 574.9085 | 422.3916 | 522.1712 | 589.3331 | 592.386 | 418.3175
54500 | 495.9827 | 569.6918 | 572.9927 | 453.3699 | 516.6423 | 584.4784 | 587.5185 | 449.5993
51720 | 495.9827 | 569.6918 | 572.9927 | 453.3699 | 516.6423 | 584.4784 | 587.5185 | 449.5993
51720 | 497.702 | 572.3079 | 575.5938 | 484.7614 | 517.7142 | 586.408 | 589.4379 | 482.3014
48940 | 497.702 | 572.3079 | 575.5938 | 484.7614 | 517.7142 | 586.408 | 589.4379 | 482.3014
48940 | 505.2715 | 581.2686 | 584.5458 | 516.4834 | 525.7909 | 595.756 | 598.7775 | 515.5923
46160 | 505.2715 | 581.2686 | 584.5458 | 516.4834 | 525.7909 | 595.756 | 598.7775 | 515.5923
46160 | 516.8859 | 594.5845 | 597.8516 | 547.7515 | 538.7705 | 610.3636 | 613.3774 | 548.9538
43380 | 516.8859 | 594.5845 | 597.8516 | 547.7515 | 538.7705 | 610.3636 | 613.3774 | 548.9538
43380 | 530.4225 | 610.0669 | 613.3241 | 578.2162 | 553.33 | 626.7318 | 629.7366 | 581.903
40600 | 530.4225 | 610.0669 | 613.3241 | 578.2162 | 553.33 | 626.7318 | 629.7366 | 581.903
40600 | 544.2962 | 625.9398 | 629.1819 | 607.2219 | 567.5468 | 642.8247 | 645.8174 | 613.9623
37820 | 544.2962 | 625.9398 | 629.1819 | 607.2219 | 567.5468 | 642.8247 | 645.8174 | 613.9623
37820 | 558.8859 | 642.6899 | 645.9133 | 634.1884 | 581.7769 | 659.0045 | 661.9798 | 644.2494
35040 | 558.8859 | 642.6899 | 645.9133 | 634.1884 | 581.7769 | 659.0045 | 661.9798 | 644.2494
35040 | 574.2309 | 660.1729 | 663.3621 | 657.247 | 597.4878 | 676.787 | 679.7353 | 671.392
32260 | 574.2309 | 660.1729 | 663.3621 | 657.247 | 597.4878 | 676.787 | 679.7353 | 671.392
32260 | 590.5181 | 679.0363 | 682.1881 | 675.2932 | 613.3368 | 695.0533 | 697.9681 | 692.5209
29480 | 590.5181 | 679.0363 | 682.1881 | 675.2932 | 613.3368 | 695.0533 | 697.9681 | 692.5209
29480 | 655.2582 | 753.431 | 756.768 | 747.3158 | 679.1631 | 769.5032 | 772.578 | 769.5334
26700 | 655.2582 | 753.431 | 756.768 | 747.3158 | 679.1631 | 769.5032 | 772.578 | 769.5334
26700 | 679.9552 | 781.1412 | 784.4261 | 761.8404 | 707.2563 | 800.4352 | 803.4613 | 789.6151
23920 | 679.9552 | 781.1412 | 784.4261 | 761.8404 | 707.2563 | 800.4352 | 803.4613 | 789.6151
23920 | 708.2231 | 812.1707 | 815.3898 | 775.9663 | 743.4897 | 839.4757 | 842.4485 | 812.9803
21140 | 708.2231 | 812.1707 | 815.3898 | 775.9663 | 743.4897 | 839.4757 | 842.4485 | 812.9803
21140 | 737.9197 | 844.2107 | 847.3537 | 787.5931 | 784.0168 | 882.4791 | 885.3885 | 835.7393
18360 | 737.9197 | 844.2107 | 847.3537 | 787.5931 | 784.0168 | 882.4791 | 885.3885 | 835.7393
18360 | 766.4442 | 874.3889 | 877.4361 | 792.5539 | 826.2612 | 926.3696 | 929.1935 | 852.8618
15580 | 766.4442 | 874.3889 | 877.4361 | 792.5539 | 826.2612 | 926.3696 | 929.1935 | 852.8618
15580 | 786.1694 | 893.2837 | 896.1754 | 782.6427 | 866.5024 | 966.9379 | 969.6424 | 857.5501
12800 | 786.1694 | 893.2837 | 896.1754 | 782.6427 | 866.5024 | 966.9379 | 969.6424 | 857.5501
12800 | 792.1369 | 896.9368 | 899.6407 | 751.9738 | 887.7954 | 986.0556 | 988.5831 | 834.9392
10020 | 792.1369 | 896.9368 | 899.6407 | 751.9738 | 887.7954 | 986.0556 | 988.5831 | 834.9392
10020 | 737.9731 | 832.0489 | 834.38 | 667.4402 | 860.9152 | 952.8322 | 955.0953 | 764.4419
7240 | 737.9731 | 832.0489 | 834.38 | 667.4402 | 860.9152 | 952.8322 | 955.0953 | 764.4419
7240 | 607.9827 | 691.8224 | 693.8168 | 525.1876 | 694.4999 | 776.8289 | 778.7736 | 590.054
4460 | 607.9827 | 691.8224 | 693.8168 | 525.1876 | 694.4999 | 776.8289 | 778.7736 | 590.054
4460 | 1745.4323 | 2060.0657 | 2067.1978 | 1470.9332 | 1745.7074 | 1986.2904 | 1991.6807 | 1486.6834
0 | 1745.4323 | 2060.0657 | 2067.1978 | 1470.9332 | 1745.7074 | 1986.2904 | 1991.6807 | 1486.6834
0 | 1615.6887 | 1816.6331 | 1821.058 | 1455.5635 | 1440.4342 | 1596.9662 | 1600.3898 | 1443.2503
-4520 | 1615.6887 | 1816.6331 | 1821.058 | 1455.5635 | 1440.4342 | 1596.9662 | 1600.3898 | 1443.2503
-4520 | 955.651 | 966.0704 | 966.2955 | 878.7601 | 1600.5755 | 1615.2293 | 1615.5539 | 1465.1558
-7520 | 955.651 | 966.0704 | 966.2955 | 878.7601 | 1600.5755 | 1615.2293 | 1615.5539 | 1465.1558
-7520 | 692.8477 | 695.7524 | 695.8136 | 660.2747 | 1154.4439 | 1157.4447 | 1157.5087 | 1120.3195
-10520 | 692.8477 | 695.7524 | 695.8136 | 660.2747 | 1154.4439 | 1157.4447 | 1157.5087 | 1120.3195
-10520 | 477.3671 | 478.8009 | 478.8299 | 452.0614 | 720.7445 | 721.6369 | 721.6548 | 714.8651
-13520 | 477.3662 | 478.8001 | 478.8291 | 452.0607 | 720.7445 | 721.6369 | 721.6548 | 714.8651
-13520 | 243.6242 | 244.2113 | 244.2229 | 224.65 | 367.2123 | 367.8403 | 367.8528 | 353.7482
-16520 | 243.6242 | 244.2113 | 244.2229 | 224.65 | 367.2123 | 367.8403 | 367.8528 | 353.7482

## Disps
Displacements [mm]
| X- direction |  |  | Y- direction
EL | RSA | RSA -veT | RSA +veT | RSA | RSA -veT | RSA +veT
90150 | 2252.2268 | 2270.6844 | 2271.4287 | 1855.3277 | 1883.0629 | 1883.0629
85080 | 2100.66 | 2158.2522 | 2160.4972 | 1757.618 | 1839.5612 | 1839.5612
82300 | 2017.1461 | 2074.0078 | 2076.1738 | 1684.7989 | 1765.7657 | 1765.7657
79520 | 1933.3577 | 1989.2153 | 1991.3046 | 1611.9384 | 1691.5848 | 1691.5848
76740 | 1849.3862 | 1903.9935 | 1906.0027 | 1539.0861 | 1617.0717 | 1617.0717
73960 | 1765.3686 | 1818.5464 | 1820.4742 | 1466.3579 | 1542.4119 | 1542.4119
71180 | 1681.454 | 1733.0745 | 1734.9197 | 1393.8844 | 1467.8027 | 1467.8027
68400 | 1597.797 | 1647.7686 | 1649.5306 | 1321.811 | 1393.4535 | 1393.4535
65620 | 1514.5513 | 1562.8046 | 1564.4829 | 1250.2883 | 1319.5643 | 1319.5643
62840 | 1431.8704 | 1478.3541 | 1479.9487 | 1179.4678 | 1246.3119 | 1246.3119
60060 | 1349.909 | 1394.5885 | 1396.0995 | 1109.4957 | 1173.8507 | 1173.8507
57280 | 1268.8381 | 1311.7032 | 1313.1312 | 1040.5175 | 1102.3505 | 1102.3505
54500 | 1188.7844 | 1229.8464 | 1231.1929 | 972.6563 | 1031.9698 | 1031.9698
51720 | 1109.7903 | 1149.0324 | 1150.2978 | 905.9735 | 962.7312 | 962.7312
48940 | 1031.9542 | 1069.3488 | 1070.5333 | 840.5665 | 894.7152 | 894.7152
46160 | 955.3816 | 990.8883 | 991.992 | 776.5243 | 827.9938 | 827.9938
43380 | 880.1828 | 913.7532 | 914.7763 | 713.9299 | 762.6377 | 762.6377
40600 | 806.4716 | 838.0551 | 838.9979 | 652.8633 | 698.7187 | 698.7187
37820 | 734.367 | 763.912 | 764.7748 | 593.406 | 636.3137 | 636.3137
35040 | 664.0019 | 691.454 | 692.2372 | 535.6479 | 575.5109 | 575.5109
32260 | 595.5368 | 620.832 | 621.5363 | 479.6892 | 516.4065 | 516.4065
29480 | 529.2134 | 552.2983 | 552.9253 | 425.6732 | 459.1685 | 459.1685
26700 | 465.1445 | 485.9998 | 486.5525 | 373.7175 | 403.9627 | 403.9627
23920 | 403.2346 | 421.7825 | 422.2621 | 323.8038 | 350.6845 | 350.6845
21140 | 343.62 | 359.7859 | 360.1934 | 276.1107 | 299.5074 | 299.5074
18360 | 286.489 | 300.208 | 300.545 | 230.8552 | 250.6587 | 250.6587
15580 | 232.1048 | 243.3343 | 243.6029 | 188.31 | 204.4497 | 204.4497
12800 | 180.842 | 189.5717 | 189.7749 | 148.7973 | 161.2658 | 161.2658
10020 | 133.3476 | 139.6429 | 139.7854 | 112.7435 | 121.6586 | 121.6586
7240 | 90.7107 | 94.7098 | 94.7976 | 80.5893 | 86.1916 | 86.1916
4460 | 55.3245 | 57.6386 | 57.6881 | 53.4287 | 56.6322 | 56.6322
0 | 14.6153 | 14.8411 | 14.8459 | 22.2932 | 22.3256 | 22.3256
-4520 | 2.5617 | 2.6078 | 2.6087 | 6.6318 | 6.6484 | 6.6484
-7520 | 1.7199 | 1.7537 | 1.7544 | 3.343 | 3.3831 | 3.3831
-10520 | 1.0339 | 1.0559 | 1.0563 | 1.9901 | 2.0168 | 2.0168
-13520 | 0.4734 | 0.48422 | 0.48442 | 0.89635 | 0.9096 | 0.9096
-16520 | 0 | 0 | 0 | 0 | 0 | 0

## Drift
Drift [%]
| X- direction |  |  | y- direction
EL | RSA | RSA -veT | RSA +veT | RSA | RSA -veT | RSA +veT
85080 | 3.0532 | 3.0565 | 3.0571 | 2.6488 | 2.6541 | 2.6541
82300 | 3.0873 | 3.1136 | 3.1164 | 2.6777 | 2.7129 | 2.7129
79520 | 3.1132 | 3.1493 | 3.152 | 2.6891 | 2.7366 | 2.7366
76740 | 3.1352 | 3.1802 | 3.1831 | 2.7001 | 2.7599 | 2.7599
73960 | 3.1501 | 3.2015 | 3.2045 | 2.707 | 2.7765 | 2.7765
71180 | 3.1568 | 3.2128 | 3.2158 | 2.7086 | 2.7855 | 2.7855
68400 | 3.1549 | 3.2142 | 3.2172 | 2.7038 | 2.7857 | 2.7857
65620 | 3.1446 | 3.2064 | 3.2094 | 2.6919 | 2.7771 | 2.7771
62840 | 3.126 | 3.1896 | 3.1927 | 2.6724 | 2.7599 | 2.7599
60060 | 3.099 | 3.1639 | 3.1669 | 2.6451 | 2.7346 | 2.7346
57280 | 3.0629 | 3.1282 | 3.1312 | 2.6095 | 2.7002 | 2.7002
54500 | 3.0204 | 3.0852 | 3.0882 | 2.5665 | 2.6571 | 2.6571
51720 | 2.9759 | 3.0414 | 3.0443 | 2.5204 | 2.6123 | 2.6123
48940 | 2.9267 | 2.9931 | 2.9961 | 2.4687 | 2.5625 | 2.5625
46160 | 2.8727 | 2.9406 | 2.9435 | 2.4118 | 2.5082 | 2.5082
43380 | 2.8139 | 2.8835 | 2.8864 | 2.3503 | 2.4496 | 2.4496
40600 | 2.7501 | 2.8215 | 2.8244 | 2.2847 | 2.3873 | 2.3873
37820 | 2.6812 | 2.7545 | 2.7574 | 2.2153 | 2.3214 | 2.3214
35040 | 2.607 | 2.6823 | 2.6852 | 2.1424 | 2.2519 | 2.2519
32260 | 2.5269 | 2.6045 | 2.6073 | 2.066 | 2.1791 | 2.1791
29480 | 2.4383 | 2.5178 | 2.5206 | 1.9849 | 2.1008 | 2.1008
26700 | 2.3469 | 2.4271 | 2.4298 | 1.9014 | 2.0183 | 2.0183
23920 | 2.2602 | 2.3432 | 2.3458 | 1.8201 | 1.9411 | 1.9411
21140 | 2.169 | 2.2546 | 2.2572 | 1.7334 | 1.8587 | 1.8587
18360 | 2.0717 | 2.1597 | 2.1622 | 1.6401 | 1.7694 | 1.7694
15580 | 1.966 | 2.0556 | 2.058 | 1.5383 | 1.6701 | 1.6701
12800 | 1.8485 | 1.9385 | 1.9408 | 1.4261 | 1.5582 | 1.5582
10020 | 1.71 | 1.7975 | 1.7997 | 1.2999 | 1.4277 | 1.4277
7240 | 1.5342 | 1.6168 | 1.6187 | 1.1589 | 1.2781 | 1.2781
4460 | 1.2735 | 1.3341 | 1.3355 | 0.97887 | 1.0652 | 1.0652
0 | 1.049 | 1.0986 | 1.0997 | 0.90022 | 0.96928 | 0.96928
-4520 | 0.31326 | 0.31744 | 0.31753 | 0.34945 | 0.3498 | 0.3498
-7520 | 0.034105 | 0.034262 | 0.034265 | 0.15782 | 0.15804 | 0.15804
-10520 | 0.02314 | 0.023529 | 0.023536 | 0.069675 | 0.069904 | 0.069904
-13520 | 0.018705 | 0.019078 | 0.019085 | 0.036477 | 0.036927 | 0.036927
-16520 | 0.01578 | 0.016141 | 0.016147 | 0.029878 | 0.03032 | 0.03032