## Summary
A23.3 Building design example
December 10th, 2015
By: Lisa Tobber + Jeremy Atkinson
Building weight: 153193kN
Etabs period X: 5.86s
Etabs period Y: 4.568s
Building geom:
* floor plan 26mx26m
Substructure
* 5 stories below grade
* Podium dimensions 45mx45m
Loads plotted
* RSA - Response spectrum analysis
* RSA -veT: Response spectrum analysis with -ve mass eccentricity
* RSA +veT: Response spectrum analysis with +ve mass eccentricity
*Wind: factored wind (1.4x wind from ETABS)
RSA values are scaled to NBCC 2015 base shear
Wall Total
Moment: M2 | Moment: M3
Shear: V2 | Shear: V3
W1
Moment: M2 | Moment: M3
Shear: V2 | Shear: V3
Axial: P
W2
Moment: M2 | Moment: M3
Shear: V2 | Shear: V3
Axial: P
W3
Moment: M2 | Moment: M3
Shear: V2 | Shear: V3
Axial: P
Coupling Beam Shear
CB1 W1-W2 | CB2 W2-W3
Drifts
X-direction | Y-direction
Displacements
X-direction | Y-direction

## Axial
Wall Total |  | W1 |  | W2 |  | W3
Live | Dead | Live | Dead | Live | Dead | Live | Dead
0.14498 | 0.56846 | -0.12814 | -0.19026 | 0.41618 | 1.0053 | -0.14306 | -0.24661
0.14498 | 2.4209 | -0.12814 | 0.34577 | 0.41618 | 1.7187 | -0.14306 | 0.35646
1.0428 | 4.4143 | 0.19557 | 1.0658 | 0.65993 | 2.2594 | 0.18731 | 1.0891
1.0428 | 5.43 | 0.19557 | 1.3597 | 0.65993 | 2.6506 | 0.18731 | 1.4198
1.9406 | 7.4234 | 0.50486 | 2.0442 | 0.92961 | 3.255 | 0.50611 | 2.1241
1.9406 | 8.4392 | 0.50486 | 2.3381 | 0.92961 | 3.6462 | 0.50611 | 2.4548
2.8382 | 10.4323 | 0.803 | 3.0002 | 1.2219 | 4.2972 | 0.81332 | 3.1349
2.8382 | 11.448 | 0.803 | 3.2941 | 1.2219 | 4.6883 | 0.81332 | 3.4655
3.7356 | 13.4409 | 1.0942 | 3.9407 | 1.5284 | 5.3714 | 1.1129 | 4.1288
3.7356 | 14.4566 | 1.0942 | 4.2346 | 1.5284 | 5.7625 | 1.1129 | 4.4595
4.6327 | 16.449 | 1.3803 | 4.8704 | 1.8456 | 6.4683 | 1.4067 | 5.1102
4.6327 | 17.4647 | 1.3803 | 5.1643 | 1.8456 | 6.8595 | 1.4067 | 5.4409
5.5295 | 19.4566 | 1.6631 | 5.7928 | 2.17 | 7.5811 | 1.6964 | 6.0826
5.5295 | 20.4723 | 1.6631 | 6.0867 | 2.17 | 7.9723 | 1.6964 | 6.4133
6.4258 | 22.4634 | 1.9434 | 6.7101 | 2.4993 | 8.7047 | 1.9831 | 7.0487
6.4258 | 23.4792 | 1.9434 | 7.004 | 2.4993 | 9.0958 | 1.9831 | 7.3793
7.3218 | 25.4694 | 2.2223 | 7.6242 | 2.8317 | 9.835 | 2.2678 | 8.0102
7.3218 | 26.4852 | 2.2223 | 7.9181 | 2.8317 | 10.2262 | 2.2678 | 8.3409
8.2171 | 28.4745 | 2.5002 | 8.5363 | 3.1659 | 10.9693 | 2.5511 | 8.9688
8.2171 | 29.4902 | 2.5002 | 8.8302 | 3.1659 | 11.3605 | 2.5511 | 9.2995
9.1119 | 31.4784 | 2.7778 | 9.4479 | 3.5005 | 12.1047 | 2.8336 | 9.9258
9.1119 | 32.4942 | 2.7778 | 9.7418 | 3.5005 | 12.4959 | 2.8336 | 10.2565
10.0061 | 34.4811 | 3.0514 | 10.3509 | 3.8433 | 13.2575 | 3.1114 | 10.8727
10.0061 | 35.4969 | 3.0514 | 10.6448 | 3.8433 | 13.6487 | 3.1114 | 11.2034
10.8995 | 37.4826 | 3.3243 | 11.2527 | 4.1868 | 14.4121 | 3.3884 | 11.8177
10.8995 | 38.4983 | 3.3243 | 11.5467 | 4.1868 | 14.8032 | 3.3884 | 12.1484
11.7922 | 40.4825 | 3.5977 | 12.1556 | 4.5292 | 15.5642 | 3.6653 | 12.7628
11.7922 | 41.4983 | 3.5977 | 12.4495 | 4.5292 | 15.9553 | 3.6653 | 13.0934
12.6841 | 43.4809 | 3.8712 | 13.0586 | 4.8708 | 16.7149 | 3.9421 | 13.7073
12.6841 | 44.4967 | 3.8712 | 13.3526 | 4.8708 | 17.1061 | 3.9421 | 14.038
13.575 | 46.4776 | 4.1449 | 13.9623 | 5.2114 | 17.8635 | 4.2187 | 14.6518
13.575 | 47.4933 | 4.1449 | 14.2562 | 5.2114 | 18.2546 | 4.2187 | 14.9825
14.465 | 49.4724 | 4.4189 | 14.8667 | 5.5507 | 19.0095 | 4.4954 | 15.5962
14.465 | 50.4881 | 4.4189 | 15.1606 | 5.5507 | 19.4006 | 4.4954 | 15.9269
15.354 | 52.4652 | 4.6933 | 15.7721 | 5.8885 | 20.1522 | 4.7722 | 16.5409
15.354 | 53.4809 | 4.6933 | 16.066 | 5.8885 | 20.5433 | 4.7722 | 16.8716
16.2419 | 55.4558 | 4.9684 | 16.6789 | 6.2241 | 21.2905 | 5.0494 | 17.4864
16.2419 | 56.4716 | 4.9684 | 16.9728 | 6.2241 | 21.6817 | 5.0494 | 17.8171
17.1287 | 58.4442 | 5.2444 | 17.5877 | 6.5571 | 22.4232 | 5.3272 | 18.4333
17.1287 | 59.46 | 5.2444 | 17.8816 | 6.5571 | 22.8144 | 5.3272 | 18.764
18.0142 | 61.4302 | 5.5218 | 18.4998 | 6.8862 | 23.5479 | 5.6061 | 19.3826
18.0142 | 62.446 | 5.5218 | 18.7937 | 6.8862 | 23.939 | 5.6061 | 19.7132
18.8984 | 64.4137 | 5.7943 | 19.4015 | 7.2247 | 24.6924 | 5.8794 | 20.3197
18.8984 | 65.4294 | 5.7943 | 19.6954 | 7.2247 | 25.0836 | 5.8794 | 20.6504
19.7815 | 67.3947 | 6.0676 | 20.305 | 7.5604 | 25.8314 | 6.1534 | 21.2584
19.7815 | 68.4105 | 6.0676 | 20.5989 | 7.5604 | 26.2225 | 6.1534 | 21.5891
20.6632 | 70.3732 | 6.3435 | 21.2141 | 7.8899 | 26.9571 | 6.4298 | 22.2021
20.6632 | 71.389 | 6.3435 | 21.508 | 7.8899 | 27.3482 | 6.4298 | 22.5327
21.5435 | 73.349 | 6.6219 | 22.1285 | 8.213 | 28.0695 | 6.7086 | 23.151
21.5435 | 74.3647 | 6.6219 | 22.4224 | 8.213 | 28.4606 | 6.7086 | 23.4817
22.4224 | 76.3219 | 6.9037 | 23.0503 | 8.5278 | 29.1643 | 6.9909 | 24.1073
22.4224 | 77.3377 | 6.9037 | 23.3442 | 8.5278 | 29.5555 | 6.9909 | 24.438
23.2999 | 79.2918 | 7.1903 | 23.9821 | 8.8316 | 30.236 | 7.278 | 25.0737
23.2999 | 80.3076 | 7.1903 | 24.276 | 8.8316 | 30.6272 | 7.278 | 25.4044
24.1758 | 82.2587 | 7.483 | 24.9272 | 9.1213 | 31.2778 | 7.5715 | 26.0537
24.1758 | 83.2745 | 7.483 | 25.2211 | 9.1213 | 31.669 | 7.5715 | 26.3844
25.05 | 85.2223 | 7.7858 | 25.8932 | 9.3897 | 32.2755 | 7.8745 | 27.0536
25.05 | 86.2381 | 7.7858 | 26.1871 | 9.3897 | 32.6667 | 7.8745 | 27.3843
25.9226 | 88.1827 | 8.0995 | 26.8833 | 9.6362 | 33.2252 | 8.187 | 28.0741
25.9226 | 89.1984 | 8.0995 | 27.1772 | 9.6362 | 33.6164 | 8.187 | 28.4048
26.7935 | 91.2853 | 8.2649 | 27.5755 | 10.1723 | 34.9155 | 8.3563 | 28.7943
26.7935 | 92.9149 | 8.2649 | 28.0471 | 10.1723 | 35.543 | 8.3563 | 29.3248
27.5721 | 95.2253 | 8.2603 | 28.2069 | 10.6873 | 36.8878 | 8.6245 | 30.1306
27.5721 | 96.8768 | 8.2603 | 28.6848 | 10.6873 | 37.5238 | 8.6245 | 30.6683
28.334 | 99.0129 | 8.4673 | 29.2873 | 10.8872 | 38.093 | 8.9795 | 31.6326
28.334 | 100.109 | 8.4673 | 29.6044 | 10.8872 | 38.5151 | 8.9795 | 31.9895
29.0753 | 102.1945 | 8.7102 | 30.293 | 11.0881 | 39.0889 | 9.277 | 32.8126
29.0753 | 103.2907 | 8.7102 | 30.6102 | 11.0881 | 39.511 | 9.277 | 33.1695
29.7962 | 105.3267 | 8.9509 | 31.2929 | 11.2861 | 40.079 | 9.5592 | 33.9549
29.7962 | 106.4229 | 8.9509 | 31.6101 | 11.2861 | 40.5011 | 9.5592 | 34.3117
30.4931 | 108.3989 | 9.2106 | 32.341 | 11.4466 | 40.9711 | 9.8359 | 35.0868
30.4931 | 109.495 | 9.2106 | 32.6582 | 11.4466 | 41.3932 | 9.8359 | 35.4436

## Wall Total
Wall Total
| M2 [kN-m] |  |  |  | M3 [kN-m] |  |  |  | V2 [kN] |  |  |  | V3 [kN]
Elvs | RSA | RSA -veT | RSA +veT | Wind | RSA | RSA -veT | RSA +veT | Wind | RSA | RSA -veT | RSA +veT | Wind | RSA | RSA -veT | RSA +veT | Wind
90.15 | 1.706e-09 | 1.728e-09 | 1.7223e-09 | 1.2065e-09 | 2.9583e-09 | 2.9801e-09 | 2.9801e-09 | 1.0034e-09 | 431.1249 | 431.1341 | 431.1341 | 92.0044 | 328.3296 | 328.3296 | 328.3296 | 104.1653
85.08 | 1664.6311 | 1664.6311 | 1664.6311 | 528.1179 | 2185.8035 | 2185.85 | 2185.85 | 466.4621 | 431.1249 | 431.1341 | 431.1341 | 92.0044 | 328.3296 | 328.3296 | 328.3296 | 104.1653
85.08 | 1664.6311 | 1664.6311 | 1664.6311 | 528.1179 | 2185.8035 | 2185.85 | 2185.85 | 466.4621 | 1313.2536 | 1313.2975 | 1313.2975 | 242.0599 | 922.3948 | 922.3948 | 922.3948 | 275.6677
82.3 | 4176.9718 | 4176.9718 | 4176.9718 | 1294.474 | 5809.051 | 5809.2195 | 5809.2195 | 1139.3886 | 1313.2536 | 1313.2975 | 1313.2975 | 242.0599 | 922.3948 | 922.3948 | 922.3948 | 275.6677
82.3 | 4176.9718 | 4176.9718 | 4176.9718 | 1294.474 | 5809.051 | 5809.2195 | 5809.2195 | 1139.3886 | 1830.6072 | 1830.6846 | 1830.6846 | 356.562 | 1213.2598 | 1213.2598 | 1213.2598 | 407.5341
79.52 | 7376.2382 | 7376.2382 | 7376.2382 | 2427.4189 | 10822.896 | 10823.2796 | 10823.2796 | 2130.631 | 1830.6072 | 1830.6846 | 1830.6846 | 356.562 | 1213.2598 | 1213.2598 | 1213.2598 | 407.5341
79.52 | 7376.2382 | 7376.2382 | 7376.2382 | 2427.4189 | 10822.896 | 10823.2796 | 10823.2796 | 2130.631 | 2115.6377 | 2115.7489 | 2115.7489 | 469.7269 | 1402.7862 | 1402.7862 | 1402.7862 | 537.8875
76.74 | 10847.3642 | 10847.3642 | 10847.3642 | 3922.7461 | 16504.5949 | 16505.2877 | 16505.2877 | 3436.4717 | 2115.6377 | 2115.7489 | 2115.7489 | 469.7269 | 1402.7862 | 1402.7862 | 1402.7862 | 537.8875
76.74 | 10847.3642 | 10847.3642 | 10847.3642 | 3922.7461 | 16504.5949 | 16505.2877 | 16505.2877 | 3436.4717 | 2279.2621 | 2279.4073 | 2279.4073 | 581.5498 | 1586.6228 | 1586.6228 | 1586.6228 | 666.5792
73.96 | 14548.9255 | 14548.9256 | 14548.9256 | 5775.8363 | 22400.4643 | 22401.5609 | 22401.5609 | 5053.1803 | 2279.2621 | 2279.4073 | 2279.4073 | 581.5498 | 1586.6228 | 1586.6228 | 1586.6228 | 666.5792
73.96 | 14548.9255 | 14548.9256 | 14548.9256 | 5775.8363 | 22400.4643 | 22401.5609 | 22401.5609 | 5053.1803 | 2407.7398 | 2407.9192 | 2407.9192 | 691.8862 | 1726.1257 | 1726.1257 | 1726.1257 | 793.7401
71.18 | 18508.8965 | 18508.8965 | 18508.8965 | 7982.4338 | 28304.429 | 28306.0244 | 28306.0244 | 6976.6239 | 2407.7398 | 2407.9192 | 2407.9192 | 691.8862 | 1726.1257 | 1726.1257 | 1726.1257 | 793.7401
71.18 | 18508.8965 | 18508.8965 | 18508.8965 | 7982.4338 | 28304.429 | 28306.0244 | 28306.0244 | 6976.6239 | 2532.4713 | 2532.685 | 2532.685 | 800.8709 | 1782.6608 | 1782.6608 | 1782.6608 | 919.2206
68.4 | 22627.2336 | 22627.2337 | 22627.2337 | 10537.867 | 34168.8164 | 34171.0058 | 34171.0058 | 9203.0449 | 2532.4713 | 2532.685 | 2532.685 | 800.8709 | 1782.6608 | 1782.6608 | 1782.6608 | 919.2206
68.4 | 22627.2336 | 22627.2337 | 22627.2337 | 10537.867 | 34168.8164 | 34171.0058 | 34171.0058 | 9203.0449 | 2639.4573 | 2639.7051 | 2639.7051 | 908.3586 | 1791.2392 | 1791.2392 | 1791.2392 | 1043.0104
65.62 | 26740.5431 | 26740.5432 | 26740.5432 | 13437.4359 | 39997.5245 | 40000.4027 | 40000.4027 | 11728.2817 | 2639.4573 | 2639.7051 | 2639.7051 | 908.3586 | 1791.2392 | 1791.2392 | 1791.2392 | 1043.0104
65.62 | 26740.5431 | 26740.5432 | 26740.5432 | 13437.4359 | 39997.5245 | 40000.4027 | 40000.4027 | 11728.2817 | 2701.2946 | 2701.5764 | 2701.5764 | 1014.3438 | 1799.0385 | 1799.0385 | 1799.0385 | 1165.099
62.84 | 30737.5379 | 30737.538 | 30737.538 | 16676.4111 | 45767.1942 | 45770.856 | 45770.856 | 14548.1574 | 2701.2946 | 2701.5764 | 2701.5764 | 1014.3438 | 1799.0385 | 1799.0385 | 1799.0385 | 1165.099
62.84 | 30737.5379 | 30737.538 | 30737.538 | 16676.4111 | 45767.1942 | 45770.856 | 45770.856 | 14548.1574 | 2706.0488 | 2706.3646 | 2706.3646 | 1118.8209 | 1808.6729 | 1808.6729 | 1808.6729 | 1285.4752
60.06 | 34566.2202 | 34566.2203 | 34566.2203 | 20250.0322 | 51400.6088 | 51405.1485 | 51405.1485 | 17658.4795 | 2706.0488 | 2706.3646 | 2706.3646 | 1118.8209 | 1808.6729 | 1808.6729 | 1808.6729 | 1285.4752
60.06 | 34566.2202 | 34566.2203 | 34566.2203 | 20250.0322 | 51400.6088 | 51405.1485 | 51405.1485 | 17658.4795 | 2669.9713 | 2670.3208 | 2670.3208 | 1221.6439 | 1809.8383 | 1809.8383 | 1809.8383 | 1403.9876
57.28 | 38192.9242 | 38192.9244 | 38192.9244 | 24153.1176 | 56790.2024 | 56795.7137 | 56795.7137 | 21054.6496 | 2669.9713 | 2670.3208 | 2670.3208 | 1221.6439 | 1809.8383 | 1809.8383 | 1809.8383 | 1403.9876
57.28 | 38192.9242 | 38192.9244 | 38192.9244 | 24153.1176 | 56790.2024 | 56795.7137 | 56795.7137 | 21054.6496 | 2628.8032 | 2629.1861 | 2629.1861 | 1322.9469 | 1811.6387 | 1811.6387 | 1811.6387 | 1520.6244
54.5 | 41594.0663 | 41594.0664 | 41594.0664 | 28380.4535 | 61843.6762 | 61850.2521 | 61850.2521 | 24732.442 | 2628.8032 | 2629.1861 | 2629.1861 | 1322.9469 | 1811.6387 | 1811.6387 | 1811.6387 | 1520.6244
54.5 | 41594.0663 | 41594.0664 | 41594.0664 | 28380.4535 | 61843.6762 | 61850.2521 | 61850.2521 | 24732.442 | 2614.4779 | 2614.8941 | 2614.8941 | 1422.5836 | 1826.5458 | 1826.5458 | 1826.5458 | 1635.3736
51.72 | 44766.9264 | 44766.9266 | 44766.9266 | 32926.7921 | 66515.909 | 66523.6419 | 66523.6419 | 28687.2245 | 2614.4779 | 2614.8941 | 2614.8941 | 1422.5836 | 1826.5458 | 1826.5458 | 1826.5458 | 1635.3736
51.72 | 44766.9264 | 44766.9266 | 44766.9266 | 32926.7921 | 66515.909 | 66523.6419 | 66523.6419 | 28687.2245 | 2634.4133 | 2634.8624 | 2634.8624 | 1520.4076 | 1853.651 | 1853.651 | 1853.651 | 1748.0821
48.94 | 47728.1068 | 47728.107 | 47728.107 | 37786.4602 | 70810.1854 | 70819.1667 | 70819.1667 | 32913.9576 | 2634.4133 | 2634.8624 | 2634.8624 | 1520.4076 | 1853.651 | 1853.651 | 1853.651 | 1748.0821
48.94 | 47728.1068 | 47728.107 | 47728.107 | 37786.4602 | 70810.1854 | 70819.1667 | 70819.1667 | 32913.9576 | 2678.2356 | 2678.7172 | 2678.7172 | 1616.552 | 1886.3212 | 1886.3212 | 1886.3212 | 1858.7361
46.16 | 50502.25 | 50502.2503 | 50502.2503 | 42953.7465 | 74760.0302 | 74770.3505 | 74770.3505 | 37407.9723 | 2678.2356 | 2678.7172 | 2678.7172 | 1616.552 | 1886.3212 | 1886.3212 | 1886.3212 | 1858.7361
46.16 | 50502.25 | 50502.2503 | 50502.2503 | 42953.7465 | 74760.0302 | 74770.3505 | 74770.3505 | 37407.9723 | 2734.1904 | 2734.7042 | 2734.7042 | 1710.8702 | 1924.6443 | 1924.6443 | 1924.6443 | 1967.3211
43.38 | 53115.6659 | 53115.6662 | 53115.6662 | 48422.8991 | 78409.6962 | 78421.4447 | 78421.4447 | 42164.1914 | 2734.1904 | 2734.7042 | 2734.7042 | 1710.8702 | 1924.6443 | 1924.6443 | 1924.6443 | 1967.3211
43.38 | 53115.6659 | 53115.6662 | 53115.6662 | 48422.8991 | 78409.6962 | 78421.4447 | 78421.4447 | 42164.1914 | 2800.1357 | 2800.681 | 2800.681 | 1803.355 | 1971.7224 | 1971.7224 | 1971.7224 | 2073.8221
40.6 | 55598.0358 | 55598.0361 | 55598.0362 | 54188.1245 | 81805.6133 | 81818.878 | 81818.878 | 47177.5182 | 2800.1357 | 2800.681 | 2800.681 | 1803.355 | 1971.7224 | 1971.7224 | 1971.7224 | 2073.8221
40.6 | 55598.0358 | 55598.0361 | 55598.0362 | 54188.1245 | 81805.6133 | 81818.878 | 81818.878 | 47177.5182 | 2882.9824 | 2883.5588 | 2883.5588 | 1893.8594 | 2027.3174 | 2027.3174 | 2027.3174 | 2177.9433
37.82 | 57983.4904 | 57983.4908 | 57983.4908 | 60242.8069 | 84999.9565 | 85014.8237 | 85014.8237 | 52442.4474 | 2882.9824 | 2883.5588 | 2883.5588 | 1893.8594 | 2027.3174 | 2027.3174 | 2027.3174 | 2177.9433
37.82 | 57983.4904 | 57983.4908 | 57983.4908 | 60242.8069 | 84999.9565 | 85014.8237 | 85014.8237 | 52442.4474 | 2991.5208 | 2992.1275 | 2992.1275 | 1982.3763 | 2090.3022 | 2090.3022 | 2090.3022 | 2279.8082
35.04 | 60309.6073 | 60309.6076 | 60309.6076 | 66580.6738 | 88059.5844 | 88076.1384 | 88076.1384 | 57953.4537 | 2991.5208 | 2992.1275 | 2992.1275 | 1982.3763 | 2090.3022 | 2090.3022 | 2090.3022 | 2279.8082
35.04 | 60309.6073 | 60309.6076 | 60309.6076 | 66580.6738 | 88059.5844 | 88076.1384 | 88076.1384 | 57953.4537 | 3129.7617 | 3130.3979 | 3130.3979 | 2068.8986 | 2161.8433 | 2161.8433 | 2161.8433 | 2379.2599
32.26 | 62617.8122 | 62617.8126 | 62617.8126 | 73195.0164 | 91072.8249 | 91091.1476 | 91091.1476 | 63704.9917 | 3129.7617 | 3130.3979 | 3130.3979 | 2068.8986 | 2161.8433 | 2161.8433 | 2161.8433 | 2379.2599
32.26 | 62617.8122 | 62617.8126 | 62617.8126 | 73195.0164 | 91072.8249 | 91091.1476 | 91091.1476 | 63704.9917 | 3294.3961 | 3295.0608 | 3295.0608 | 2153.2791 | 2245.5313 | 2245.5313 | 2245.5313 | 2476.1408
29.48 | 64956.3776 | 64956.378 | 64956.378 | 80078.6878 | 94149.7349 | 94169.9052 | 94169.9052 | 69691.1075 | 3294.3961 | 3295.0608 | 3295.0608 | 2153.2791 | 2245.5313 | 2245.5313 | 2245.5313 | 2476.1408
29.48 | 64956.3776 | 64956.378 | 64956.378 | 80078.6878 | 94149.7349 | 94169.9052 | 94169.9052 | 69691.1075 | 3477.9379 | 3478.6297 | 3478.6297 | 2235.7908 | 2345.0549 | 2345.055 | 2345.055 | 2570.8536
26.7 | 67384.1895 | 67384.19 | 67384.19 | 87225.6608 | 97415.8845 | 97437.9781 | 97437.9781 | 75906.6059 | 3477.9379 | 3478.6297 | 3478.6297 | 2235.7908 | 2345.0549 | 2345.055 | 2345.055 | 2570.8536
26.7 | 67384.1895 | 67384.19 | 67384.19 | 87225.6608 | 97415.8845 | 97437.9781 | 97437.9781 | 75906.6059 | 3675.6987 | 3676.4163 | 3676.4163 | 2318.1067 | 2460.992 | 2460.992 | 2460.992 | 2665.1999
23.92 | 69970.7964 | 69970.7969 | 69970.7969 | 94634.9165 | 101003.2983 | 101027.3868 | 101027.3868 | 82350.9424 | 3675.6987 | 3676.4163 | 3676.4163 | 2318.1067 | 2460.992 | 2460.992 | 2460.992 | 2665.1999
23.92 | 69970.7964 | 69970.7969 | 69970.7969 | 94634.9165 | 101003.2983 | 101027.3868 | 101027.3868 | 82350.9424 | 3882.777 | 3883.5187 | 3883.5187 | 2400.2184 | 2591.8667 | 2591.8667 | 2591.8667 | 2759.1566
21.14 | 72792.4466 | 72792.4471 | 72792.4471 | 102305.372 | 105041.815 | 105067.9652 | 105067.9652 | 89023.5495 | 3882.777 | 3883.5187 | 3883.5187 | 2400.2184 | 2591.8667 | 2591.8667 | 2591.8667 | 2759.1566
21.14 | 72792.4466 | 72792.4471 | 72792.4471 | 102305.372 | 105041.815 | 105067.9652 | 105067.9652 | 89023.5495 | 4096.8384 | 4097.6019 | 4097.6019 | 2482.1174 | 2736.3215 | 2736.3215 | 2736.3215 | 2852.6981
18.36 | 75928.9722 | 75928.9728 | 75928.9728 | 110235.8726 | 109652.5261 | 109680.7991 | 109680.7991 | 95923.8358 | 4096.8384 | 4097.6019 | 4097.6019 | 2482.1174 | 2736.3215 | 2736.3215 | 2736.3215 | 2852.6981
18.36 | 75928.9722 | 75928.9728 | 75928.9728 | 110235.8726 | 109652.5261 | 109680.7991 | 109680.7991 | 95923.8358 | 4316.5116 | 4317.2947 | 4317.2947 | 2563.7951 | 2889.3932 | 2889.3932 | 2889.3932 | 2945.7954
15.58 | 79458.6546 | 79458.6552 | 79458.6552 | 118425.1838 | 114942.9175 | 114973.3674 | 114973.3674 | 103051.1861 | 4316.5116 | 4317.2947 | 4317.2947 | 2563.7951 | 2889.3932 | 2889.3932 | 2889.3932 | 2945.7954
15.58 | 79458.6546 | 79458.6552 | 79458.6552 | 118425.1838 | 114942.9175 | 114973.3674 | 114973.3674 | 103051.1861 | 4540.3997 | 4541.1994 | 4541.1994 | 2645.2427 | 3042.9907 | 3042.9907 | 3042.9907 | 3038.4167
12.8 | 83450.3508 | 83450.3513 | 83450.3514 | 126871.9821 | 121002.8502 | 121035.5234 | 121035.5234 | 110404.9609 | 4540.3997 | 4541.1994 | 4541.1994 | 2645.2427 | 3042.9907 | 3042.9907 | 3042.9907 | 3038.4167
12.8 | 83450.3508 | 83450.3513 | 83450.3514 | 126871.9821 | 121002.8502 | 121035.5234 | 121035.5234 | 110404.9609 | 4766.7594 | 4767.5724 | 4767.5724 | 2726.4517 | 3189.9788 | 3189.9788 | 3189.9788 | 3130.5267
10.02 | 87956.5627 | 87956.5632 | 87956.5633 | 135574.8464 | 127901.4608 | 127936.3941 | 127936.3941 | 117984.4967 | 4766.7594 | 4767.5724 | 4767.5724 | 2726.4517 | 3189.9788 | 3189.9788 | 3189.9788 | 3130.5267
10.02 | 87956.5627 | 87956.5632 | 87956.5633 | 135574.8464 | 127901.4608 | 127936.3941 | 127936.3941 | 117984.4967 | 4992.9517 | 4993.7743 | 4993.7743 | 2807.4136 | 3328.5872 | 3328.5872 | 3328.5872 | 3222.089
7.24 | 93011.281 | 93011.2816 | 93011.2816 | 144532.2538 | 135684.8761 | 135722.0961 | 135722.0961 | 125789.1066 | 4992.9517 | 4993.7743 | 4993.7743 | 2807.4136 | 3328.5872 | 3328.5872 | 3328.5872 | 3222.089
7.24 | 93011.281 | 93011.2816 | 93011.2816 | 144532.2538 | 135684.8761 | 135722.0961 | 135722.0961 | 125789.1066 | 5215.3661 | 5216.1945 | 5216.1945 | 2920.8803 | 3466.6329 | 3466.6329 | 3466.6329 | 3349.6111
4.46 | 98633.9997 | 98634.0003 | 98634.0003 | 153844.1727 | 144374.5182 | 144414.0412 | 144414.0412 | 133909.1539 | 5215.3661 | 5216.1945 | 5216.1945 | 2920.8803 | 3466.6329 | 3466.6329 | 3466.6329 | 3349.6111
4.46 | 98633.9997 | 98634.0003 | 98634.0003 | 153844.1727 | 144374.5182 | 144414.0412 | 144414.0412 | 133909.1539 | 5456.5721 | 5457.4039 | 5457.4039 | 2994.426 | 3651.9485 | 3651.9485 | 3651.9485 | 3432.314
0 | 108883.5632 | 108883.5638 | 108883.5638 | 169152.293 | 160187.8622 | 160231.095 | 160231.095 | 147264.2939 | 5456.5721 | 5457.4039 | 5457.4039 | 2994.426 | 3651.9485 | 3651.9485 | 3651.9485 | 3432.314
0 | 108883.5632 | 108883.5638 | 108883.5638 | 169152.293 | 160187.8622 | 160231.095 | 160231.095 | 147264.2939 | 9971.0841 | 9991.0444 | 9991.0444 | 7087.4875 | 6142.0614 | 6142.0939 | 6142.095 | 7164.5438
-4.52 | 81267.9371 | 81268.0833 | 81268.0882 | 136768.5549 | 115710.7641 | 115757.7519 | 115757.7519 | 115228.8505 | 9971.0841 | 9991.0444 | 9991.0444 | 7087.4875 | 6142.0614 | 6142.0939 | 6142.095 | 7164.5438
-4.52 | 81267.9371 | 81268.0833 | 81268.0882 | 136768.5549 | 115710.7641 | 115757.7519 | 115757.7519 | 115228.8505 | 10393.2934 | 10406.4221 | 10406.4221 | 7900.9117 | 3608.3513 | 3608.3564 | 3608.3565 | 4892.6799
-7.52 | 70464.2301 | 70464.3915 | 70464.397 | 122090.5152 | 84767.0557 | 84853.4296 | 84853.4296 | 91526.1155 | 10393.2934 | 10406.4221 | 10406.4221 | 7900.9117 | 3608.3513 | 3608.3564 | 3608.3565 | 4892.6799
-7.52 | 70464.2301 | 70464.3915 | 70464.397 | 122090.5152 | 84767.0557 | 84853.4296 | 84853.4296 | 91526.1155 | 8458.01 | 8463.0483 | 8463.0483 | 6711.4658 | 2185.8014 | 2185.8037 | 2185.8038 | 3024.5792
-10.52 | 63960.6418 | 63960.7963 | 63960.8016 | 113016.7776 | 59791.0323 | 59892.521 | 59892.521 | 71391.7181 | 8458.01 | 8463.0483 | 8463.0483 | 6711.4658 | 2185.8014 | 2185.8037 | 2185.8038 | 3024.5792
-10.52 | 63960.6418 | 63960.7963 | 63960.8016 | 113016.7776 | 59791.0323 | 59892.521 | 59892.521 | 71391.7181 | 6276.7083 | 6277.8589 | 6277.8589 | 5092.4357 | 1263.0681 | 1263.0698 | 1263.0699 | 1692.5679
-13.52 | 60358.0738 | 60358.223 | 60358.2281 | 107939.0739 | 42043.45 | 42148.3905 | 42148.3905 | 56114.4109 | 6276.7083 | 6277.8589 | 6277.8589 | 5092.4357 | 1263.0681 | 1263.0698 | 1263.0699 | 1692.5679
-13.52 | 60358.0738 | 60358.223 | 60358.2281 | 107939.0739 | 42043.45 | 42148.3905 | 42148.3905 | 56114.4109 | 4952.8247 | 4953.0669 | 4953.0669 | 3943.8992 | 1000.4854 | 1000.4858 | 1000.4858 | 1052.7527
-16.52 | 58165.6085 | 58165.7564 | 58165.7615 | 104780.816 | 30071.6169 | 30177.284 | 30177.284 | 44282.7133 | 4952.8247 | 4953.0669 | 4953.0669 | 3943.8992 | 1000.4854 | 1000.4858 | 1000.4858 | 1052.7527

## W1
W1
| M2 [kN-m] |  |  |  | M3 [kN-m] |  |  |  | V2 [kN] (Web only) |  |  |  | V3 [kN] (Flange only) |  |  |  | Axial [kN] |  |  |  | V2 [kN] |  |  |  | V3 [kN]
| RSA | RSA -veT | RSA +veT | Wind | RSA | RSA -veT | RSA +veT | Wind | RSA | RSA -veT | RSA +veT | Wind | RSA | RSA -veT | RSA +veT | Wind | RSA | RSA -veT | RSA +veT | Wind | RSA | RSA -veT | RSA +veT | Wind | RSA | RSA -veT | RSA +veT | Wind
90.15 | 283.4557 | 283.4557 | 283.4557 | 98.5454 | 957.473 | 1316.1098 | 1316.1098 | 329.7019 | 185.7435 | 239.231 | 239.231 | 29.0419 | 2.7389e-05 | 0.18854 | 0.18037 | 0.11066 | 331.0311 | 331.0311 | 331.0311 | 123.729 | 186.6085 | 240.6445 | 240.6445 | 29.1578 | 82.3503 | 82.3503 | 82.3503 | 28.9073
85.08 | 134.4992 | 134.4992 | 134.4992 | 48.0146 | 1632.5489 | 2265.1484 | 2265.1484 | 464.3054 | 185.7435 | 239.231 | 239.231 | 29.0419 | 2.7389e-05 | 0.18854 | 0.18037 | 0.11066 | 331.0311 | 331.0311 | 331.0311 | 123.729 | 186.6085 | 240.6445 | 240.6445 | 29.1578 | 82.3503 | 82.3503 | 82.3503 | 28.9073
85.08 | 212.0276 | 212.0276 | 212.0276 | 89.618 | 2178.1144 | 3042.2707 | 3042.2707 | 680.0193 | 485.7269 | 596.9999 | 596.9999 | 82.5611 | 0.00014809 | 0.77432 | 0.93097 | 0.79652 | 580.624 | 580.624 | 580.624 | 224.0693 | 493.0996 | 607.0075 | 607.0075 | 83.6241 | 125.9241 | 125.9241 | 125.9241 | 50.78
82.3 | 145.1791 | 145.1791 | 145.1791 | 51.5505 | 1933.1578 | 2480.6501 | 2480.6501 | 498.3365 | 485.7269 | 596.9999 | 596.9999 | 82.5611 | 0.00014809 | 0.77432 | 0.93097 | 0.79652 | 580.624 | 580.624 | 580.624 | 224.0693 | 493.0996 | 607.0075 | 607.0075 | 83.6241 | 125.9241 | 125.9241 | 125.9241 | 50.78
82.3 | 339.3021 | 339.3021 | 339.3021 | 138.7895 | 2430.4013 | 3255.7651 | 3255.7651 | 744.7786 | 653.8864 | 794.4342 | 794.4342 | 117.3597 | 0.00014029 | 0.51385 | 0.55558 | 0.4719 | 914.1588 | 914.1588 | 914.1588 | 364.0031 | 660.2879 | 802.6288 | 802.6288 | 118.2927 | 214.748 | 214.748 | 214.748 | 83.0064
79.52 | 268.6219 | 268.6219 | 268.6219 | 91.9683 | 2712.2983 | 3141.9544 | 3141.9544 | 596.7888 | 653.8864 | 794.4342 | 794.4342 | 117.3597 | 0.00014029 | 0.51385 | 0.55558 | 0.4719 | 914.1588 | 914.1588 | 914.1588 | 364.0031 | 660.2879 | 802.6288 | 802.6288 | 118.2927 | 214.748 | 214.748 | 214.748 | 83.0064
79.52 | 347.8377 | 347.8377 | 347.8377 | 163.4749 | 3060.7684 | 3847.5509 | 3847.5509 | 840.8323 | 838.4011 | 1012.9902 | 1012.9902 | 158.2851 | 0.00017722 | 0.79997 | 0.88203 | 0.85462 | 1322.851 | 1322.851 | 1322.851 | 551.4507 | 848.1539 | 1025.5093 | 1025.5093 | 159.7234 | 233.9792 | 233.9792 | 233.9792 | 103.7285
76.74 | 318.4178 | 318.4178 | 318.4178 | 124.8903 | 3845.5 | 4139.2344 | 4139.2344 | 751.0804 | 838.4011 | 1012.9902 | 1012.9902 | 158.2851 | 0.00017722 | 0.79997 | 0.88203 | 0.85462 | 1322.851 | 1322.851 | 1322.851 | 551.4507 | 848.1539 | 1025.5093 | 1025.5093 | 159.7234 | 233.9792 | 233.9792 | 233.9792 | 103.7285
76.74 | 390.727 | 390.727 | 390.727 | 195.4112 | 3912.7489 | 4616.2919 | 4616.2919 | 1005.9126 | 977.2714 | 1162.6828 | 1162.6828 | 197.3948 | 0.00018493 | 0.88175 | 0.95057 | 1.0021 | 1780.8574 | 1780.8574 | 1780.8574 | 786.5755 | 988.3356 | 1176.4742 | 1176.4742 | 199.1292 | 272.5694 | 272.5694 | 272.5694 | 128.8822
73.96 | 381.833 | 381.833 | 381.833 | 162.8813 | 5205.7886 | 5386.3063 | 5386.3063 | 943.8278 | 977.2714 | 1162.6828 | 1162.6828 | 197.3948 | 0.00018493 | 0.88175 | 0.95057 | 1.0021 | 1780.8574 | 1780.8574 | 1780.8574 | 786.5755 | 988.3356 | 1176.4742 | 1176.4742 | 199.1292 | 272.5694 | 272.5694 | 272.5694 | 128.8822
73.96 | 400.2742 | 400.2742 | 400.2742 | 223.2394 | 4974.474 | 5611.5195 | 5611.5195 | 1231.551 | 1096.4436 | 1291.5225 | 1291.5225 | 236.1067 | 0.00021959 | 1.0113 | 1.0843 | 1.2187 | 2277.9175 | 2277.9175 | 2277.9175 | 1069.9697 | 1109.1652 | 1307.1931 | 1307.1931 | 238.1945 | 293.672 | 293.672 | 293.672 | 152.4293
71.18 | 430.8431 | 430.8431 | 430.8431 | 200.514 | 6700.5819 | 6787.1099 | 6787.1099 | 1406.9424 | 1096.4436 | 1291.5225 | 1291.5225 | 236.1067 | 0.00021959 | 1.0113 | 1.0843 | 1.2187 | 2277.9175 | 2277.9175 | 2277.9175 | 1069.9697 | 1109.1652 | 1307.1931 | 1307.1931 | 238.1945 | 293.672 | 293.672 | 293.672 | 152.4293
71.18 | 401.1103 | 401.1103 | 401.1103 | 250.8187 | 6193.4415 | 6772.9539 | 6772.9539 | 1484.0172 | 1187.8442 | 1392.5923 | 1392.5923 | 274.0224 | 0.00029202 | 1.0299 | 1.1011 | 1.4069 | 2800.8265 | 2800.8265 | 2800.8265 | 1401.2298 | 1201.6567 | 1409.5018 | 1409.5018 | 276.4381 | 307.0543 | 307.0543 | 307.0543 | 176.3319
68.4 | 469.4806 | 469.4806 | 469.4806 | 239.384 | 8277.9472 | 8279.6502 | 8279.6502 | 1945.3641 | 1187.8442 | 1392.5923 | 1392.5923 | 274.0224 | 0.00029202 | 1.0299 | 1.1011 | 1.4069 | 2800.8265 | 2800.8265 | 2800.8265 | 1401.2298 | 1201.6567 | 1409.5018 | 1409.5018 | 276.4381 | 307.0543 | 307.0543 | 307.0543 | 176.3319
68.4 | 395.5848 | 395.5848 | 395.5848 | 276.2594 | 7533.8906 | 8059.2445 | 8059.2445 | 1765.2177 | 1254.3063 | 1468.363 | 1468.363 | 311.4681 | 0.00039833 | 1.0211 | 1.093 | 1.601 | 3334.3638 | 3334.3638 | 3334.3638 | 1779.6883 | 1268.9412 | 1486.2693 | 1486.2693 | 314.2104 | 310.8441 | 310.8441 | 310.8441 | 199.3453
65.62 | 490.3141 | 490.3141 | 490.3141 | 277.9206 | 9906.7657 | 9985.5838 | 9985.5838 | 2557.649 | 1254.3063 | 1468.363 | 1468.363 | 311.4681 | 0.00039833 | 1.0211 | 1.093 | 1.601 | 3334.3638 | 3334.3638 | 3334.3638 | 1779.6883 | 1268.9412 | 1486.2693 | 1486.2693 | 314.2104 | 310.8441 | 310.8441 | 310.8441 | 199.3453
65.62 | 393.5964 | 393.5964 | 393.5964 | 300.6254 | 8975.4522 | 9443.5733 | 9443.5733 | 2265.7343 | 1291.8169 | 1509.7694 | 1509.7694 | 348.3489 | 0.00056838 | 1.0185 | 1.09 | 1.7897 | 3863.5647 | 3863.5647 | 3863.5647 | 2204.2845 | 1306.8738 | 1528.1737 | 1528.1737 | 351.4239 | 313.9778 | 313.9778 | 313.9778 | 222.7674
62.84 | 505.3833 | 505.3833 | 505.3833 | 318.668 | 11560.7227 | 11707.8151 | 11707.8151 | 3242.6928 | 1291.8169 | 1509.7694 | 1509.7694 | 348.3489 | 0.00056838 | 1.0185 | 1.09 | 1.7897 | 3863.5647 | 3863.5647 | 3863.5647 | 2204.2845 | 1306.8738 | 1528.1737 | 1528.1737 | 351.4239 | 313.9778 | 313.9778 | 313.9778 | 222.7674
62.84 | 386.7972 | 386.7972 | 386.7972 | 319.8831 | 10495.9569 | 10911.2617 | 10911.2617 | 2921.0087 | 1304.9584 | 1522.391 | 1522.391 | 385.1101 | 0.00083511 | 1.0354 | 1.1077 | 1.9864 | 4376.8451 | 4376.8451 | 4376.8451 | 2672.9618 | 1320.1339 | 1540.8956 | 1540.8956 | 388.475 | 312.0638 | 312.0638 | 312.0638 | 242.468
60.06 | 511.6002 | 511.6002 | 511.6002 | 354.178 | 13220.3906 | 13418.8032 | 13418.8032 | 4000.9692 | 1304.9584 | 1522.391 | 1522.391 | 385.1101 | 0.00083511 | 1.0354 | 1.1077 | 1.9864 | 4376.8451 | 4376.8451 | 4376.8451 | 2672.9618 | 1320.1339 | 1540.8956 | 1540.8956 | 388.475 | 312.0638 | 312.0638 | 312.0638 | 242.468
60.06 | 385.542 | 385.542 | 385.542 | 341.0582 | 12073.4408 | 12449.1732 | 12449.1732 | 3650.4412 | 1274.945 | 1490.2099 | 1490.2099 | 419.0319 | 0.0012416 | 1.0401 | 1.113 | 2.1969 | 4865.3626 | 4865.3626 | 4865.3626 | 3183.0082 | 1290.3364 | 1509.017 | 1509.017 | 422.936 | 317.1029 | 317.1029 | 317.1029 | 268.8595
57.28 | 531.9576 | 531.9576 | 531.9576 | 406.3712 | 14821.3651 | 15053.565 | 15053.565 | 4826.2032 | 1274.945 | 1490.2099 | 1490.2099 | 419.0319 | 0.0012416 | 1.0401 | 1.113 | 2.1969 | 4865.3626 | 4865.3626 | 4865.3626 | 3183.0082 | 1290.3364 | 1509.017 | 1509.017 | 422.936 | 317.1029 | 317.1029 | 317.1029 | 268.8595
57.28 | 402.3528 | 402.3528 | 402.3528 | 375.4887 | 13594.7695 | 13972.5909 | 13972.5909 | 4429.3271 | 1217.0539 | 1431.9493 | 1431.9493 | 451.5557 | 0.0018774 | 0.98531 | 1.0547 | 2.2655 | 5344.0108 | 5344.0108 | 5344.0108 | 3757.2502 | 1230.6999 | 1448.9141 | 1448.9141 | 455.3102 | 322.4161 | 322.4161 | 322.4161 | 295.5306
54.5 | 536.153 | 536.153 | 536.153 | 446.0865 | 16258.7296 | 16487.5437 | 16487.5437 | 5695.0894 | 1217.0539 | 1431.9493 | 1431.9493 | 451.5557 | 0.0018774 | 0.98531 | 1.0547 | 2.2655 | 5344.0108 | 5344.0108 | 5344.0108 | 3757.2502 | 1230.6999 | 1448.9141 | 1448.9141 | 455.3102 | 322.4161 | 322.4161 | 322.4161 | 295.5306
54.5 | 406.9734 | 406.9734 | 406.9734 | 391.2056 | 15049.7489 | 15440.0017 | 15440.0017 | 5269.2169 | 1151.8531 | 1367.7532 | 1367.7532 | 486.2954 | 0.0028384 | 1.0308 | 1.1027 | 2.5133 | 5793.204 | 5793.2041 | 5793.2041 | 4371.7858 | 1165.2697 | 1384.6011 | 1384.6011 | 490.6195 | 321.4559 | 321.4559 | 321.4559 | 313.9545
51.72 | 535.4387 | 535.4387 | 535.4387 | 481.5879 | 17567.9698 | 17787.4584 | 17787.4584 | 6633.1391 | 1151.8531 | 1367.7532 | 1367.7532 | 486.2954 | 0.0028384 | 1.0308 | 1.1027 | 2.5133 | 5793.204 | 5793.2041 | 5793.2041 | 4371.7858 | 1165.2697 | 1384.6011 | 1384.6011 | 490.6195 | 321.4559 | 321.4559 | 321.4559 | 313.9545
51.72 | 419.9319 | 419.9319 | 419.9319 | 411.4678 | 16416.3246 | 16823.9511 | 16823.9511 | 6180.2044 | 1089.4891 | 1306.2314 | 1306.2314 | 520.4765 | 0.0042785 | 1.0452 | 1.1166 | 2.6739 | 6214.0389 | 6214.039 | 6214.039 | 5027.29 | 1101.8478 | 1322.0091 | 1322.0091 | 525.0509 | 326.5391 | 326.5391 | 326.5391 | 335.5487
48.94 | 541.2834 | 541.2834 | 541.2834 | 521.3576 | 18732.2295 | 18936.6512 | 18936.6512 | 7639.8458 | 1089.4891 | 1306.2314 | 1306.2314 | 520.4765 | 0.0042785 | 1.0452 | 1.1166 | 2.6739 | 6214.0389 | 6214.039 | 6214.039 | 5027.29 | 1101.8478 | 1322.0091 | 1322.0091 | 525.0509 | 326.5391 | 326.5391 | 326.5391 | 335.5487
48.94 | 432.4788 | 432.4788 | 432.4788 | 428.3767 | 17663.4256 | 18096.8979 | 18096.8979 | 7159.2233 | 1037.1228 | 1257.6089 | 1257.6089 | 554.1087 | 0.0064361 | 1.0741 | 1.1458 | 2.8545 | 6609.4415 | 6609.4415 | 6609.4415 | 5724.3586 | 1048.6502 | 1272.6329 | 1272.6329 | 558.9926 | 331.8163 | 331.8163 | 331.8163 | 355.9657
46.16 | 548.0218 | 548.0219 | 548.0219 | 561.2081 | 19761.5633 | 19950.7628 | 19950.7628 | 8713.2227 | 1037.1228 | 1257.6089 | 1257.6089 | 554.1087 | 0.0064361 | 1.0741 | 1.1458 | 2.8545 | 6609.4415 | 6609.4415 | 6609.4415 | 5724.3586 | 1048.6502 | 1272.6329 | 1272.6329 | 558.9926 | 331.8163 | 331.8163 | 331.8163 | 355.9657
46.16 | 447.5241 | 447.5241 | 447.5241 | 444.3955 | 18796.6798 | 19258.259 | 19258.259 | 8205.7896 | 987.1327 | 1212.6953 | 1212.6953 | 587.1318 | 0.0096747 | 1.1032 | 1.175 | 3.0255 | 6982.4792 | 6982.4793 | 6982.4793 | 6462.4344 | 997.7472 | 1226.8842 | 1226.8842 | 592.2987 | 338.9068 | 338.9068 | 338.9068 | 376.2381
43.38 | 556.6604 | 556.6604 | 556.6604 | 601.5465 | 20673.0955 | 20848.5169 | 20848.5169 | 9852.38 | 987.1327 | 1212.6953 | 1212.6953 | 587.1318 | 0.0096747 | 1.1032 | 1.175 | 3.0255 | 6982.4792 | 6982.4793 | 6982.4793 | 6462.4344 | 997.7472 | 1226.8842 | 1226.8842 | 592.2987 | 338.9068 | 338.9068 | 338.9068 | 376.2381
43.38 | 464.4129 | 464.413 | 464.413 | 458.6316 | 19826.2297 | 20317.0105 | 20317.0105 | 9318.9755 | 942.5995 | 1174.2179 | 1174.2179 | 619.7114 | 0.014541 | 1.1421 | 1.214 | 3.1976 | 7336.7813 | 7336.7814 | 7336.7814 | 7240.5459 | 952.3495 | 1187.6321 | 1187.6321 | 625.1683 | 347.6767 | 347.6768 | 347.6768 | 396.1098
40.6 | 567.3593 | 567.3594 | 567.3594 | 642.5537 | 21475.53 | 21638.8348 | 21638.8348 | 11056.9434 | 942.5995 | 1174.2179 | 1174.2179 | 619.7114 | 0.014541 | 1.1421 | 1.214 | 3.1976 | 7336.7813 | 7336.7814 | 7336.7814 | 7240.5459 | 952.3495 | 1187.6321 | 1187.6321 | 625.1683 | 347.6767 | 347.6768 | 347.6768 | 396.1098
40.6 | 481.1816 | 481.1817 | 481.1817 | 469.8039 | 20754.8972 | 21275.1806 | 21275.1806 | 10499.1629 | 921.3565 | 1161.2378 | 1161.2378 | 651.9924 | 0.021855 | 1.1915 | 1.2636 | 3.3695 | 7676.298 | 7676.2982 | 7676.2982 | 8056.9594 | 930.5253 | 1174.1895 | 1174.1895 | 657.7199 | 356.9104 | 356.9105 | 356.9105 | 414.2327
37.82 | 578.9251 | 578.9252 | 578.9252 | 681.763 | 22176.9567 | 22334.0596 | 22334.0596 | 12327.6241 | 921.3565 | 1161.2378 | 1161.2378 | 651.9924 | 0.021855 | 1.1915 | 1.2636 | 3.3695 | 7676.298 | 7676.2982 | 7676.2982 | 8056.9594 | 930.5253 | 1174.1895 | 1174.1895 | 657.7199 | 356.9104 | 356.9105 | 356.9105 | 414.2327
37.82 | 500.2907 | 500.2908 | 500.2908 | 479.5356 | 21581.2212 | 22128.0285 | 22128.0285 | 11747.3346 | 939.3886 | 1190.396 | 1190.396 | 683.9338 | 0.032848 | 1.2437 | 1.3158 | 3.5416 | 8005.2948 | 8005.2951 | 8005.2951 | 8909.2029 | 948.5422 | 1203.4743 | 1203.4743 | 689.9685 | 369.8228 | 369.8228 | 369.8228 | 433.6184
35.04 | 597.0258 | 597.0258 | 597.0258 | 725.9236 | 22797.3824 | 22959.2863 | 22959.2863 | 13665.447 | 939.3886 | 1190.396 | 1190.396 | 683.9338 | 0.032848 | 1.2437 | 1.3158 | 3.5416 | 8005.2948 | 8005.2951 | 8005.2951 | 8909.2029 | 948.5422 | 1203.4743 | 1203.4743 | 689.9685 | 369.8228 | 369.8228 | 369.8228 | 433.6184
35.04 | 510.3834 | 510.3835 | 510.3835 | 476.882 | 22315.313 | 22878.1913 | 22878.1913 | 13066.0433 | 1000.5413 | 1269.0325 | 1269.0325 | 716.6469 | 0.04936 | 1.3313 | 1.4046 | 3.7418 | 8327.5838 | 8327.5843 | 8327.5843 | 9792.0208 | 1010.119 | 1282.8056 | 1282.8056 | 722.8683 | 375.6681 | 375.6681 | 375.6681 | 442.8781
32.26 | 606.0227 | 606.0228 | 606.0228 | 754.319 | 23376.1865 | 23571.3768 | 23571.3768 | 15075.6171 | 1000.5413 | 1269.0325 | 1269.0325 | 716.6469 | 0.04936 | 1.3313 | 1.4046 | 3.7418 | 8327.5838 | 8327.5843 | 8327.5843 | 9792.0208 | 1010.119 | 1282.8056 | 1282.8056 | 722.8683 | 375.6681 | 375.6681 | 375.6681 | 442.8781
32.26 | 531.1258 | 531.1259 | 531.1259 | 481.3712 | 22985.7169 | 23539.6491 | 23539.6491 | 14460.4234 | 1083.416 | 1360.9975 | 1360.9975 | 742.6451 | 0.073903 | 1.4351 | 1.5097 | 3.999 | 8646.0468 | 8646.0474 | 8646.0475 | 10698.3047 | 1094.8707 | 1376.9589 | 1376.9589 | 749.7901 | 400.1614 | 400.1615 | 400.1615 | 471.2262
29.48 | 652.6086 | 652.6087 | 652.6087 | 828.6375 | 23952.496 | 24182.7689 | 24182.7689 | 16544.8399 | 1083.416 | 1360.9975 | 1360.9975 | 742.6451 | 0.073903 | 1.4351 | 1.5097 | 3.999 | 8646.0468 | 8646.0474 | 8646.0475 | 10698.3047 | 1094.8707 | 1376.9589 | 1376.9589 | 749.7901 | 400.1614 | 400.1615 | 400.1615 | 471.2262
29.48 | 584.7355 | 584.7357 | 584.7357 | 526.0896 | 23599.7282 | 24201.6501 | 24201.6501 | 15865.5089 | 1186.3816 | 1476.4142 | 1476.4142 | 766.1839 | 0.11379 | 1.4319 | 1.5005 | 3.8597 | 8989.8997 | 8989.9005 | 8989.9006 | 11693.7355 | 1197.1943 | 1491.6236 | 1491.6236 | 772.2661 | 428.1345 | 428.1347 | 428.1347 | 501.1224
26.7 | 676.0702 | 676.0704 | 676.0704 | 867.0307 | 24539.1174 | 24755.7091 | 24755.7091 | 18012.4087 | 1186.3816 | 1476.4142 | 1476.4142 | 766.1839 | 0.11379 | 1.4319 | 1.5005 | 3.8597 | 8989.8997 | 8989.9005 | 8989.9006 | 11693.7355 | 1197.1943 | 1491.6236 | 1491.6236 | 772.2661 | 428.1345 | 428.1347 | 428.1347 | 501.1224
26.7 | 601.623 | 601.6233 | 601.6233 | 518.9578 | 24209.1044 | 24851.1832 | 24851.1832 | 17319.1811 | 1313.7021 | 1629.0576 | 1629.0576 | 798.24 | 0.17364 | 1.6587 | 1.7317 | 4.2654 | 9348.3825 | 9348.3837 | 9348.3837 | 12710.9575 | 1327.084 | 1647.3992 | 1647.3992 | 805.3584 | 439.3948 | 439.395 | 439.395 | 507.5843
23.92 | 691.5992 | 691.5995 | 691.5995 | 892.1265 | 25234.1192 | 25482.5168 | 25482.5168 | 19558.0775 | 1313.7021 | 1629.0576 | 1629.0576 | 798.24 | 0.17364 | 1.6587 | 1.7317 | 4.2654 | 9348.3825 | 9348.3837 | 9348.3837 | 12710.9575 | 1327.084 | 1647.3992 | 1647.3992 | 805.3584 | 439.3948 | 439.395 | 439.395 | 507.5843
23.92 | 632.9381 | 632.9385 | 632.9386 | 526.4613 | 24890.1735 | 25524.5261 | 25524.5261 | 18858.7929 | 1444.8513 | 1785.9826 | 1785.9826 | 831.6824 | 0.26312 | 1.827 | 1.8992 | 4.4481 | 9729.5928 | 9729.5945 | 9729.5945 | 13752.1891 | 1459.5172 | 1805.8551 | 1805.8551 | 838.9403 | 463.685 | 463.6853 | 463.6853 | 523.8302
21.14 | 725.9909 | 725.9913 | 725.9914 | 929.7866 | 26100.0448 | 26428.5116 | 26428.5116 | 21191.0468 | 1444.8513 | 1785.9826 | 1785.9826 | 831.6824 | 0.26312 | 1.827 | 1.8992 | 4.4481 | 9729.5928 | 9729.5945 | 9729.5945 | 13752.1891 | 1459.5172 | 1805.8551 | 1805.8551 | 838.9403 | 463.685 | 463.6853 | 463.6853 | 523.8302
21.14 | 651.33 | 651.3304 | 651.3304 | 522.6709 | 25703.4094 | 26278.003 | 26278.003 | 20487.7822 | 1578.2725 | 1949.8308 | 1949.8308 | 867.0019 | 0.39712 | 2.0957 | 2.1692 | 4.7434 | 10142.0025 | 10142.0048 | 10142.0049 | 14818.1586 | 1594.5402 | 1971.708 | 1971.708 | 874.597 | 480.5494 | 480.5497 | 480.5497 | 534.9038
18.36 | 753.922 | 753.9223 | 753.9223 | 964.3617 | 27197.7763 | 27671.709 | 27671.709 | 22919.1619 | 1578.2725 | 1949.8308 | 1949.8308 | 867.0019 | 0.39712 | 2.0957 | 2.1692 | 4.7434 | 10142.0025 | 10142.0048 | 10142.0049 | 14818.1586 | 1594.5402 | 1971.708 | 1971.708 | 874.597 | 480.5494 | 480.5497 | 480.5497 | 534.9038
18.36 | 674.5614 | 674.5623 | 674.5623 | 515.5251 | 26719.8894 | 27162.4294 | 27162.4294 | 22220.4647 | 1706.5303 | 2110.7878 | 2110.7878 | 904.7179 | 0.59854 | 2.3984 | 2.4716 | 5.0429 | 10591.9134 | 10591.9165 | 10591.9166 | 15904.0831 | 1724.064 | 2134.2089 | 2134.2089 | 912.598 | 509.9798 | 509.9805 | 509.9805 | 547.7036
15.58 | 809.6586 | 809.6596 | 809.6597 | 1007.0909 | 28582.8237 | 29280.4866 | 29280.4866 | 24757.487 | 1706.5303 | 2110.7878 | 2110.7878 | 904.7179 | 0.59854 | 2.3984 | 2.4716 | 5.0429 | 10591.9134 | 10591.9165 | 10591.9166 | 15904.0831 | 1724.064 | 2134.2089 | 2134.2089 | 912.598 | 509.9798 | 509.9805 | 509.9805 | 547.7036
15.58 | 652.2999 | 652.3004 | 652.3004 | 482.6162 | 28013.7534 | 28223.6243 | 28223.6243 | 24075.908 | 1846.5992 | 2295.6276 | 2295.6276 | 947.6046 | 0.90259 | 2.9191 | 2.996 | 5.5253 | 11079.0523 | 11079.0566 | 11079.0568 | 16997.2152 | 1865.9106 | 2321.4861 | 2321.4861 | 955.8673 | 501.3549 | 501.3551 | 501.3551 | 543.3935
12.8 | 809.4554 | 809.4554 | 809.4554 | 1028.0177 | 30337.5413 | 31394.1703 | 31394.1703 | 26733.219 | 1846.5992 | 2295.6276 | 2295.6276 | 947.6046 | 0.90259 | 2.9191 | 2.996 | 5.5253 | 11079.0523 | 11079.0566 | 11079.0568 | 16997.2152 | 1865.9106 | 2321.4861 | 2321.4861 | 955.8673 | 501.3549 | 501.3551 | 501.3551 | 543.3935
12.8 | 660.4485 | 660.4508 | 660.4509 | 441.2961 | 29678.8058 | 29851.0733 | 29851.0733 | 26088.0624 | 1974.263 | 2466.4605 | 2466.4605 | 995.2735 | 1.3656 | 3.3023 | 3.3727 | 5.8781 | 11597.2833 | 11597.2893 | 11597.2895 | 18074.2649 | 1993.6923 | 2492.1597 | 2492.1597 | 1003.8112 | 560.1679 | 560.1699 | 560.17 | 556.8014
10.02 | 959.0734 | 959.0766 | 959.0767 | 1106.612 | 32514.4723 | 34072.4793 | 34072.4793 | 28878.6576 | 1974.263 | 2466.4605 | 2466.4605 | 995.2735 | 1.3656 | 3.3023 | 3.3727 | 5.8781 | 11597.2833 | 11597.2893 | 11597.2895 | 18074.2649 | 1993.6923 | 2492.1597 | 2492.1597 | 1003.8112 | 560.1679 | 560.1699 | 560.17 | 556.8014
10.02 | 436.8069 | 436.8076 | 436.8076 | 256.3852 | 31834.0034 | 32601.4225 | 32601.4225 | 28301.0207 | 2198.1907 | 2794.7398 | 2794.7398 | 1060.6047 | 2.0836 | 4.9584 | 5.0586 | 7.4042 | 12103.5819 | 12103.5897 | 12103.59 | 19074.2742 | 2223.3209 | 2829.2015 | 2829.2015 | 1070.1635 | 393.2429 | 393.2443 | 393.2444 | 453.7586
7.24 | 744.7125 | 744.7157 | 744.7158 | 1005.0638 | 35412.5038 | 37864.2708 | 37864.2708 | 31276.0752 | 2198.1907 | 2794.7398 | 2794.7398 | 1060.6047 | 2.0836 | 4.9584 | 5.0586 | 7.4042 | 12103.5819 | 12103.5897 | 12103.59 | 19074.2742 | 2223.3209 | 2829.2015 | 2829.2015 | 1070.1635 | 393.2429 | 393.2443 | 393.2444 | 453.7586
7.24 | 406.5437 | 406.552 | 406.5523 | 136.8595 | 34728.2873 | 36474.363 | 36474.363 | 30809.4419 | 2021.3167 | 2469.5678 | 2469.5678 | 1063.6276 | 3.1938 | 5.1825 | 5.2451 | 8.1925 | 12537.4012 | 12537.4128 | 12537.4132 | 19904.6957 | 2039.625 | 2494.3244 | 2494.3244 | 1071.9401 | 653.5473 | 653.5549 | 653.5551 | 558.6159
4.46 | 1480.5332 | 1480.546 | 1480.5464 | 1416.0927 | 38380.3978 | 41390.5377 | 41390.5377 | 33789.4354 | 2021.3167 | 2469.5678 | 2469.5678 | 1063.6276 | 3.1938 | 5.1825 | 5.2451 | 8.1925 | 12537.4012 | 12537.4128 | 12537.4132 | 19904.6957 | 2039.625 | 2494.3244 | 2494.3244 | 1071.9401 | 653.5473 | 653.5549 | 653.5551 | 558.6159
4.46 | 1387.5066 | 1387.523 | 1387.5235 | 544.5645 | 36185.9541 | 36564.9083 | 36564.9083 | 32723.1439 | 2251.1595 | 2615.1539 | 2615.1539 | 1287.0546 | 2.711 | 3.7815 | 3.8128 | 9.8271 | 13671.1348 | 13671.1683 | 13671.1695 | 21574.3772 | 2277.4445 | 2644.8203 | 2644.8203 | 1306.1662 | 662.8872 | 662.8947 | 662.8949 | 489.0421
0 | 1609.3594 | 1609.4089 | 1609.4106 | 1636.5635 | 43656.3201 | 45673.7704 | 45673.7704 | 38548.6451 | 2251.1595 | 2615.1539 | 2615.1539 | 1287.0546 | 2.711 | 3.7815 | 3.8128 | 9.8271 | 13671.1348 | 13671.1683 | 13671.1695 | 21574.3772 | 2277.4445 | 2644.8203 | 2644.8203 | 1306.1662 | 662.8872 | 662.8947 | 662.8949 | 489.0421
0 | 2827.6269 | 2827.6903 | 2827.6925 | 3225.4 | 44079.0249 | 44404.522 | 44404.522 | 39095.3678 | 3430.4634 | 3449.3796 | 3449.3796 | 2484.7885 | 0.9187 | 0.94065 | 0.9427 | 10.7366 | 11950.6724 | 11950.7142 | 11950.7156 | 19962.1219 | 3461.076 | 3479.8897 | 3479.8897 | 2506.2617 | 945.6105 | 945.6246 | 945.6251 | 1048.0305
-4.52 | 1448.253 | 1448.2536 | 1448.2537 | 1511.6979 | 28602.5396 | 29013.075 | 29013.075 | 27767.0651 | 3430.4634 | 3449.3796 | 3449.3796 | 2484.7885 | 0.9187 | 0.94065 | 0.9427 | 10.7366 | 11950.6724 | 11950.7142 | 11950.7156 | 19962.1219 | 3461.076 | 3479.8897 | 3479.8897 | 2506.2617 | 945.6105 | 945.6246 | 945.6251 | 1048.0305
-4.52 | 225.5569 | 225.5614 | 225.5615 | 688.0952 | 29382.9453 | 29705.3541 | 29705.3541 | 28412.208 | 3311.7688 | 3343.2563 | 3343.2563 | 2594.2624 | 0.44029 | 0.50775 | 0.51052 | 12.371 | 10755.2828 | 10755.3219 | 10755.3232 | 18387.8303 | 3344.8864 | 3376.6043 | 3376.6043 | 2619.0043 | 218.041 | 218.0439 | 218.044 | 469.7626
-7.52 | 438.5864 | 438.5907 | 438.5908 | 721.1925 | 19412.6636 | 19639.9187 | 19639.9187 | 20555.1951 | 3311.7688 | 3343.2563 | 3343.2563 | 2594.2624 | 0.44029 | 0.50775 | 0.51052 | 12.371 | 10755.2828 | 10755.3219 | 10755.3232 | 18387.8303 | 3344.8864 | 3376.6043 | 3376.6043 | 2619.0043 | 218.041 | 218.0439 | 218.044 | 469.7626
-7.52 | 737.0428 | 737.0436 | 737.0437 | 961.9067 | 20063.4053 | 20265.308 | 20265.308 | 21160.9045 | 2532.0548 | 2561.8088 | 2561.8088 | 2100.1472 | 0.32637 | 0.4316 | 0.43496 | 7.9174 | 9896.7465 | 9896.7819 | 9896.7831 | 17149.6427 | 2551.9655 | 2582.0503 | 2582.0503 | 2115.982 | 442.5045 | 442.5058 | 442.5059 | 574.4337
-10.52 | 590.9718 | 590.9751 | 590.9752 | 761.3943 | 12530.3697 | 12642.0178 | 12642.0178 | 14812.9583 | 2532.0548 | 2561.8088 | 2561.8088 | 2100.1472 | 0.32637 | 0.4316 | 0.43496 | 7.9174 | 9896.7465 | 9896.7819 | 9896.7831 | 17149.6427 | 2551.9655 | 2582.0503 | 2582.0503 | 2115.982 | 442.5045 | 442.5058 | 442.5059 | 574.4337
-10.52 | 228.5107 | 228.5108 | 228.5108 | 425.0253 | 13034.4353 | 13132.1109 | 13132.1109 | 15290.3183 | 1837.0925 | 1851.0321 | 1851.0321 | 1562.1691 | 0.86819 | 0.91494 | 0.91648 | 4.9394 | 9308.04 | 9308.0729 | 9308.074 | 16284.0055 | 1849.7968 | 1863.8804 | 1863.8804 | 1572.048 | 149.2787 | 149.2793 | 149.2794 | 261.8033
-13.52 | 221.5116 | 221.5134 | 221.5134 | 360.3848 | 7927.1784 | 7982.6032 | 7982.6032 | 10574.1743 | 1837.0925 | 1851.0321 | 1851.0321 | 1562.1691 | 0.86819 | 0.91494 | 0.91648 | 4.9394 | 9308.04 | 9308.0729 | 9308.074 | 16284.0055 | 1849.7968 | 1863.8804 | 1863.8804 | 1572.048 | 149.2787 | 149.2793 | 149.2794 | 261.8033
-13.52 | 217.3734 | 217.3734 | 217.3734 | 260.1322 | 8189.5477 | 8237.9444 | 8237.9444 | 10859.4729 | 1511.928 | 1514.2157 | 1514.2157 | 1229.5272 | 1.152 | 1.1813 | 1.1819 | 5.8747 | 9006.3571 | 9006.3886 | 9006.3897 | 15830.3371 | 1524.2163 | 1526.5876 | 1526.5876 | 1241.2767 | 152.0088 | 152.009 | 152.009 | 165.1316
-16.52 | 246.7947 | 246.7954 | 246.7954 | 235.2626 | 5292.4193 | 5333.7018 | 5333.7018 | 7135.6428 | 1511.928 | 1514.2157 | 1514.2157 | 1229.5272 | 1.152 | 1.1813 | 1.1819 | 5.8747 | 9006.3571 | 9006.3886 | 9006.3897 | 15830.3371 | 1524.2163 | 1526.5876 | 1526.5876 | 1241.2767 | 152.0088 | 152.009 | 152.009 | 165.1316

## W2
W2
| M2 [kN-m] |  |  |  | M3 [kN-m] |  |  |  | V2 [kN] (Web only) |  |  |  | V3 [kN] (Flange only) |  |  |  | Axial [kN] |  |  |  | V2 [kN] |  |  |  | V3 [kN]
| RSA | RSA -veT | RSA +veT | Wind | RSA | RSA -veT | RSA +veT | Wind | RSA | RSA -veT | RSA +veT | Wind | RSA | RSA -veT | RSA +veT | Wind | RSA | RSA -veT | RSA +veT | Wind | RSA | RSA -veT | RSA +veT | Wind | RSA | RSA -veT | RSA +veT | Wind
90.15 | 1214.041 | 1214.041 | 1214.041 | 489.009 | 551.4232 | 705.0719 | 705.0719 | 123.5896 | 196.0849 | 213.3513 | 213.3513 | 46.7657 | 3.5703e-05 | 0.19876 | 0.24284 | 0.24303 | 204.4327 | 204.4327 | 204.4327 | 50.8343 | 194.8905 | 211.4578 | 211.4578 | 46.7154 | 208.9964 | 208.9964 | 208.9964 | 64.6473
85.08 | 357.6849 | 357.6849 | 357.6849 | 161.2472 | 1496.9196 | 1734.5647 | 1734.5647 | 360.4367 | 196.0849 | 213.3513 | 213.3513 | 46.7657 | 3.5703e-05 | 0.19876 | 0.24284 | 0.24303 | 204.4327 | 204.4327 | 204.4327 | 50.8343 | 194.8905 | 211.4578 | 211.4578 | 46.7154 | 208.9964 | 208.9964 | 208.9964 | 64.6473
85.08 | 1216.1129 | 1216.1129 | 1216.1129 | 519.0204 | 1629.7439 | 1878.0955 | 1878.0955 | 411.5428 | 454.0273 | 472.3042 | 472.3042 | 90.5918 | 4.8244e-05 | 0.20329 | 0.24097 | 1.5145 | 221.6406 | 221.6406 | 221.6406 | 63.538 | 470.8178 | 489.8349 | 489.8349 | 93.6208 | 504.4978 | 504.4978 | 504.4978 | 146.6611
82.3 | 581.7598 | 581.7598 | 581.7598 | 111.3025 | 2882.7764 | 3078.2606 | 3078.2606 | 671.8086 | 454.0273 | 472.3042 | 472.3042 | 90.5918 | 4.8244e-05 | 0.20329 | 0.24097 | 1.5145 | 221.6406 | 221.6406 | 221.6406 | 63.538 | 470.8178 | 489.8349 | 489.8349 | 93.6208 | 504.4978 | 504.4978 | 504.4978 | 146.6611
82.3 | 1367.245 | 1367.245 | 1367.245 | 625.4628 | 3042.1666 | 3248.6586 | 3248.6586 | 732.9564 | 646.9812 | 662.0157 | 662.0157 | 133.3705 | 6.2399e-05 | 0.3887 | 0.44914 | 1.8087 | 215.06 | 215.06 | 215.06 | 71.5104 | 666.479 | 682.844 | 682.844 | 136.9879 | 679.2167 | 679.2167 | 679.2167 | 223.3475
79.52 | 954.064 | 954.064 | 954.064 | 4.5567 | 4868.1456 | 5029.143 | 5029.143 | 1113.7827 | 646.9812 | 662.0157 | 662.0157 | 133.3705 | 6.2399e-05 | 0.3887 | 0.44914 | 1.8087 | 215.06 | 215.06 | 215.06 | 71.5104 | 666.479 | 682.844 | 682.844 | 136.9879 | 679.2167 | 679.2167 | 679.2167 | 223.3475
79.52 | 1457.1027 | 1457.1027 | 1457.1027 | 695.8343 | 5082.9817 | 5266.4643 | 5266.4643 | 1196.1687 | 745.9995 | 765.0156 | 765.0156 | 173.5529 | 7.1464e-05 | 0.44069 | 0.48006 | 2.478 | 208.6825 | 208.6825 | 208.6825 | 80.0159 | 768.7518 | 789.1815 | 789.1815 | 178.509 | 780.9592 | 780.9592 | 780.9592 | 296.9209
76.74 | 1219.3536 | 1219.3536 | 1219.3536 | 129.6058 | 7167.2322 | 7293.9199 | 7293.9199 | 1692.4236 | 745.9995 | 765.0156 | 765.0156 | 173.5529 | 7.1464e-05 | 0.44069 | 0.48006 | 2.478 | 208.6825 | 208.6825 | 208.6825 | 80.0159 | 768.7518 | 789.1815 | 789.1815 | 178.509 | 780.9592 | 780.9592 | 780.9592 | 296.9209
76.74 | 1500.2295 | 1500.2295 | 1500.2295 | 741.5169 | 7400.9457 | 7551.9439 | 7551.9439 | 1792.8194 | 804.9719 | 822.9534 | 822.9534 | 213.9254 | 7.6391e-05 | 0.51124 | 0.55483 | 3.0355 | 199.6826 | 199.6826 | 199.6826 | 87.7719 | 828.7373 | 848.3378 | 848.3378 | 219.9963 | 880.5449 | 880.5449 | 880.5449 | 367.8042
73.96 | 1446.5592 | 1446.5592 | 1446.5592 | 280.9787 | 9579.0959 | 9675.6045 | 9675.6045 | 2404.4091 | 804.9719 | 822.9534 | 822.9534 | 213.9254 | 7.6391e-05 | 0.51124 | 0.55483 | 3.0355 | 199.6826 | 199.6826 | 199.6826 | 87.7719 | 828.7373 | 848.3378 | 848.3378 | 219.9963 | 880.5449 | 880.5449 | 880.5449 | 367.8042
73.96 | 1436.1557 | 1436.1557 | 1436.1557 | 771.2023 | 9834.8227 | 9962.1565 | 9962.1565 | 2524.8016 | 848.8629 | 866.3518 | 866.3518 | 253.8824 | 7.2234e-05 | 0.5551 | 0.5977 | 3.6103 | 197.2735 | 197.2735 | 197.2735 | 95.4371 | 873.6002 | 892.8141 | 892.8141 | 261.1029 | 959.1394 | 959.1394 | 959.1394 | 438.2967
71.18 | 1729.8236 | 1729.8237 | 1729.8237 | 447.2625 | 12017.0292 | 12090.9485 | 12090.9485 | 3250.6677 | 848.8629 | 866.3518 | 866.3518 | 253.8824 | 7.2234e-05 | 0.5551 | 0.5977 | 3.6103 | 197.2735 | 197.2735 | 197.2735 | 95.4371 | 873.6002 | 892.8141 | 892.8141 | 261.1029 | 959.1394 | 959.1394 | 959.1394 | 438.2967
71.18 | 1349.8767 | 1349.8767 | 1349.8767 | 784.5007 | 12283.6778 | 12391.0466 | 12391.0466 | 3390.5013 | 891.3653 | 908.9514 | 908.9514 | 293.4638 | 7.5357e-05 | 0.58504 | 0.62737 | 4.1756 | 207.6973 | 207.6973 | 207.6973 | 103.0228 | 917.163 | 936.5601 | 936.5601 | 301.815 | 987.8362 | 987.8362 | 987.8362 | 507.5357
68.4 | 2000.9806 | 2000.9806 | 2000.9806 | 626.4486 | 14444.3067 | 14497.7518 | 14497.7518 | 4229.5471 | 891.3653 | 908.9514 | 908.9514 | 293.4638 | 7.5357e-05 | 0.58504 | 0.62737 | 4.1756 | 207.6973 | 207.6973 | 207.6973 | 103.0228 | 917.163 | 936.5601 | 936.5601 | 301.815 | 987.8362 | 987.8362 | 987.8362 | 507.5357
68.4 | 1351.9228 | 1351.9228 | 1351.9228 | 782.195 | 14721.1546 | 14810.8001 | 14810.8001 | 4388.8698 | 926.6883 | 944.7533 | 944.7533 | 332.4772 | 7.7657e-05 | 0.59897 | 0.64134 | 4.729 | 228.3047 | 228.3048 | 228.3048 | 110.6693 | 953.45 | 973.3954 | 973.3954 | 341.9352 | 990.7734 | 990.7734 | 990.7734 | 576.2691
65.62 | 2195.3945 | 2195.3946 | 2195.3946 | 819.8329 | 16855.0091 | 16889.2065 | 16889.2065 | 5339.4496 | 926.6883 | 944.7533 | 944.7533 | 332.4772 | 7.7657e-05 | 0.59897 | 0.64134 | 4.729 | 228.3047 | 228.3048 | 228.3048 | 110.6693 | 953.45 | 973.3954 | 973.3954 | 341.9352 | 990.7734 | 990.7734 | 990.7734 | 576.2691
65.62 | 1409.5109 | 1409.511 | 1409.511 | 761.4371 | 17137.4574 | 17209.6849 | 17209.6849 | 5517.8469 | 944.7919 | 962.5532 | 962.5532 | 370.7828 | 9.2053e-05 | 0.60348 | 0.64596 | 5.2918 | 252.2383 | 252.2383 | 252.2383 | 118.5489 | 972.1175 | 991.8098 | 991.8098 | 381.3664 | 994.5936 | 994.5936 | 994.5936 | 643.8219
62.84 | 2334.343 | 2334.343 | 2334.343 | 1028.3879 | 19231.444 | 19248.9269 | 19248.9269 | 6578.0453 | 944.7919 | 962.5532 | 962.5532 | 370.7828 | 9.2053e-05 | 0.60348 | 0.64596 | 5.2918 | 252.2383 | 252.2383 | 252.2383 | 118.5489 | 972.1175 | 991.8098 | 991.8098 | 381.3664 | 994.5936 | 994.5936 | 994.5936 | 643.8219
62.84 | 1467.1147 | 1467.1147 | 1467.1147 | 718.0648 | 19513.9135 | 19571.0011 | 19571.0011 | 6774.7255 | 942.7927 | 959.7393 | 959.7393 | 408.3644 | 0.00011663 | 0.59548 | 0.63747 | 5.7544 | 275.6568 | 275.6568 | 275.6568 | 126.5274 | 969.7889 | 988.6915 | 988.6915 | 419.8733 | 1004.4133 | 1004.4133 | 1004.4133 | 713.6053
60.06 | 2472.3412 | 2472.3412 | 2472.3412 | 1265.7578 | 21535.1602 | 21539.6986 | 21539.6986 | 7941.9732 | 942.7927 | 959.7393 | 959.7393 | 408.3644 | 0.00011663 | 0.59548 | 0.63747 | 5.7544 | 275.6568 | 275.6568 | 275.6568 | 126.5274 | 969.7889 | 988.6915 | 988.6915 | 419.8733 | 1004.4133 | 1004.4133 | 1004.4133 | 713.6053
60.06 | 1532.9601 | 1532.9601 | 1532.9601 | 634.0471 | 21811.2074 | 21856.8136 | 21856.8136 | 8156.2635 | 930.8792 | 946.2934 | 946.2934 | 444.9343 | 0.0001459 | 0.58512 | 0.62621 | 6.6497 | 297.4579 | 297.4579 | 297.4579 | 135.4625 | 959.0371 | 976.3773 | 976.3773 | 458.2337 | 1000.056 | 1000.056 | 1000.056 | 773.7515
57.28 | 2608.5949 | 2608.5949 | 2608.5949 | 1516.982 | 23731.1655 | 23733.7651 | 23733.7651 | 9430.1532 | 930.8792 | 946.2934 | 946.2934 | 444.9343 | 0.0001459 | 0.58512 | 0.62621 | 6.6497 | 297.4579 | 297.4579 | 297.4579 | 135.4625 | 959.0371 | 976.3773 | 976.3773 | 458.2337 | 1000.056 | 1000.056 | 1000.056 | 773.7515
57.28 | 1673.4426 | 1673.4426 | 1673.4426 | 623.6027 | 24010.8495 | 24053.6348 | 24053.6348 | 9673.4655 | 935.7985 | 949.0379 | 949.0379 | 487.935 | 0.00019984 | 0.63489 | 0.67924 | 6.6084 | 316.7217 | 316.7217 | 316.7218 | 145.4786 | 961.3683 | 976.7004 | 976.7004 | 501.1517 | 998.5682 | 998.5682 | 998.5682 | 835.4192
54.5 | 2655.1406 | 2655.1406 | 2655.1406 | 1698.8625 | 25827.8147 | 25827.9766 | 25827.9766 | 11066.6671 | 935.7985 | 949.0379 | 949.0379 | 487.935 | 0.00019984 | 0.63489 | 0.67924 | 6.6084 | 316.7217 | 316.7217 | 316.7218 | 145.4786 | 961.3683 | 976.7004 | 976.7004 | 501.1517 | 998.5682 | 998.5682 | 998.5682 | 835.4192
54.5 | 1806.5327 | 1806.5327 | 1806.5327 | 590.3292 | 26093.6039 | 26140.4166 | 26140.4166 | 11327.8145 | 936.3178 | 949.4497 | 949.4497 | 522.8971 | 0.00028662 | 0.60385 | 0.64564 | 7.5045 | 332.006 | 332.0061 | 332.0061 | 156.5836 | 963.8352 | 978.9681 | 978.9681 | 537.9062 | 1009.6282 | 1009.6282 | 1009.6282 | 900.8603
51.72 | 2701.3393 | 2701.3393 | 2701.3393 | 1914.0624 | 27773.3002 | 27778.0433 | 27778.0433 | 12823.1936 | 936.3178 | 949.4497 | 949.4497 | 522.8971 | 0.00028662 | 0.60385 | 0.64564 | 7.5045 | 332.006 | 332.0061 | 332.0061 | 156.5836 | 963.8352 | 978.9681 | 978.9681 | 537.9062 | 1009.6282 | 1009.6282 | 1009.6282 | 900.8603
51.72 | 1922.3175 | 1922.3176 | 1922.3176 | 528.9986 | 28019.9845 | 28071.7732 | 28071.7732 | 13100.4849 | 948.5914 | 961.3973 | 961.3973 | 558.1698 | 0.00042113 | 0.62116 | 0.66353 | 7.9224 | 343.4879 | 343.488 | 343.488 | 167.5253 | 976.5013 | 991.3589 | 991.3589 | 574.0147 | 1024.9574 | 1024.9574 | 1024.9574 | 963.407
48.94 | 2750.5437 | 2750.5437 | 2750.5437 | 2149.2728 | 29569.2552 | 29579.7397 | 29579.7397 | 14696.2457 | 948.5914 | 961.3973 | 961.3973 | 558.1698 | 0.00042113 | 0.62116 | 0.66353 | 7.9224 | 343.4879 | 343.488 | 343.488 | 167.5253 | 976.5013 | 991.3589 | 991.3589 | 574.0147 | 1024.9574 | 1024.9574 | 1024.9574 | 963.407
48.94 | 2028.0989 | 2028.0989 | 2028.0989 | 449.6934 | 29798.5366 | 29857.2061 | 29857.2061 | 14990.6952 | 967.0545 | 980.0261 | 980.0261 | 592.8233 | 0.00062068 | 0.63432 | 0.67666 | 8.4364 | 351.9177 | 351.9179 | 351.9179 | 178.3817 | 995.9389 | 1010.9881 | 1010.9881 | 609.696 | 1043.3007 | 1043.3007 | 1043.3007 | 1024.8743
46.16 | 2803.8797 | 2803.8797 | 2803.8797 | 2399.457 | 31231.767 | 31248.5996 | 31248.5996 | 16685.6502 | 967.0545 | 980.0261 | 980.0261 | 592.8233 | 0.00062068 | 0.63432 | 0.67666 | 8.4364 | 351.9177 | 351.9179 | 351.9179 | 178.3817 | 995.9389 | 1010.9881 | 1010.9881 | 609.696 | 1043.3007 | 1043.3007 | 1043.3007 | 1024.8743
46.16 | 2132.0977 | 2132.0978 | 2132.0978 | 353.8487 | 31442.8115 | 31508.6074 | 31508.6074 | 16996.7367 | 991.0026 | 1004.3097 | 1004.3097 | 626.8834 | 0.00091105 | 0.65182 | 0.69422 | 8.9187 | 358.0324 | 358.0327 | 358.0327 | 188.8058 | 1020.8444 | 1036.2751 | 1036.2751 | 644.7208 | 1064.1611 | 1064.1611 | 1064.1611 | 1084.9836
43.38 | 2855.9983 | 2855.9983 | 2855.9983 | 2662.4057 | 32776.9388 | 32799.8374 | 32799.8374 | 18789.0606 | 991.0026 | 1004.3097 | 1004.3097 | 626.8834 | 0.00091105 | 0.65182 | 0.69422 | 8.9187 | 358.0324 | 358.0327 | 358.0327 | 188.8058 | 1020.8444 | 1036.2751 | 1036.2751 | 644.7208 | 1064.1611 | 1064.1611 | 1064.1611 | 1084.9836
43.38 | 2231.7757 | 2231.7758 | 2231.7758 | 241.8317 | 32971.2107 | 33044.3561 | 33044.3561 | 19116.4777 | 1020.1272 | 1033.8602 | 1033.8602 | 660.1091 | 0.001333 | 0.6722 | 0.71466 | 9.3975 | 362.1787 | 362.1791 | 362.1791 | 198.6048 | 1050.9667 | 1066.8829 | 1066.8829 | 678.9042 | 1089.8088 | 1089.8088 | 1089.8088 | 1143.9667
40.6 | 2908.1759 | 2908.1759 | 2908.1759 | 2938.3958 | 34225.7618 | 34254.6602 | 34254.6602 | 21003.8313 | 1020.1272 | 1033.8602 | 1033.8602 | 660.1091 | 0.001333 | 0.6722 | 0.71466 | 9.3975 | 362.1787 | 362.1791 | 362.1791 | 198.6048 | 1050.9667 | 1066.8829 | 1066.8829 | 678.9042 | 1089.8088 | 1089.8088 | 1089.8088 | 1143.9667
40.6 | 2323.2741 | 2323.2742 | 2323.2742 | 110.8485 | 34404.8039 | 34484.9901 | 34484.9901 | 21346.6271 | 1054.2551 | 1068.7667 | 1068.7667 | 692.3374 | 0.001933 | 0.6942 | 0.73663 | 9.8501 | 364.5736 | 364.5741 | 364.5741 | 207.3704 | 1086.0974 | 1102.8608 | 1102.8608 | 712.0377 | 1120.8935 | 1120.8935 | 1120.8935 | 1202.6166
37.82 | 2965.7729 | 2965.773 | 2965.773 | 3232.4255 | 35602.0988 | 35635.6829 | 35635.6829 | 23326.092 | 1054.2551 | 1068.7667 | 1068.7667 | 692.3374 | 0.001933 | 0.6942 | 0.73663 | 9.8501 | 364.5736 | 364.5741 | 364.5741 | 207.3704 | 1086.0974 | 1102.8608 | 1102.8608 | 712.0377 | 1120.8935 | 1120.8935 | 1120.8935 | 1202.6166
37.82 | 2403.2517 | 2403.2519 | 2403.2519 | 47.4985 | 35768.8463 | 35855.3521 | 35855.3521 | 23683.2911 | 1093.7065 | 1109.5863 | 1109.5863 | 723.1655 | 0.0027707 | 0.72891 | 0.77178 | 10.3413 | 365.6684 | 365.6692 | 365.6692 | 215.0376 | 1126.7716 | 1145.02 | 1145.02 | 743.8481 | 1154.5347 | 1154.5347 | 1154.5347 | 1259.4204
35.04 | 3032.7281 | 3032.7282 | 3032.7282 | 3548.6872 | 36934.0452 | 36969.8206 | 36969.8206 | 25751.1887 | 1093.7065 | 1109.5863 | 1109.5863 | 723.1655 | 0.0027707 | 0.72891 | 0.77178 | 10.3413 | 365.6684 | 365.6692 | 365.6692 | 215.0376 | 1126.7716 | 1145.02 | 1145.02 | 743.8481 | 1154.5347 | 1154.5347 | 1154.5347 | 1259.4204
35.04 | 2472.5908 | 2472.5911 | 2472.5911 | 246.197 | 37091.4566 | 37180.4817 | 37180.4817 | 26120.4087 | 1139.2836 | 1158.0057 | 1158.0057 | 752.6035 | 0.0039138 | 0.74315 | 0.78516 | 10.5524 | 365.2896 | 365.2906 | 365.2907 | 220.6181 | 1172.9209 | 1194.0676 | 1194.0676 | 773.7083 | 1201.2962 | 1201.2962 | 1201.2962 | 1323.8237
32.26 | 3131.4024 | 3131.4026 | 3131.4026 | 3926.4267 | 38252.3526 | 38282.5901 | 38282.5901 | 28271.3178 | 1139.2836 | 1158.0057 | 1158.0057 | 752.6035 | 0.0039138 | 0.74315 | 0.78516 | 10.5524 | 365.2896 | 365.2906 | 365.2907 | 220.6181 | 1172.9209 | 1194.0676 | 1194.0676 | 773.7083 | 1201.2962 | 1201.2962 | 1201.2962 | 1323.8237
32.26 | 2513.487 | 2513.4873 | 2513.4873 | 536.8617 | 38404.5125 | 38489.1052 | 38489.1052 | 28650.5995 | 1189.3566 | 1207.9847 | 1207.9847 | 779.8053 | 0.0055184 | 0.75193 | 0.79245 | 12.0288 | 363.4237 | 363.425 | 363.4251 | 225.8958 | 1227.4872 | 1248.5789 | 1248.5789 | 803.863 | 1236.1382 | 1236.1382 | 1236.1382 | 1362.2957
29.48 | 3262.9591 | 3262.9594 | 3262.9594 | 4324.0437 | 39597.8562 | 39623.814 | 39623.814 | 30885.3385 | 1189.3566 | 1207.9847 | 1207.9847 | 779.8053 | 0.0055184 | 0.75193 | 0.79245 | 12.0288 | 363.4237 | 363.425 | 363.4251 | 225.8958 | 1227.4872 | 1248.5789 | 1248.5789 | 803.863 | 1236.1382 | 1236.1382 | 1236.1382 | 1362.2957
29.48 | 2649.0782 | 2649.0786 | 2649.0787 | 593.3258 | 39763.6829 | 39853.013 | 39853.013 | 31307.1249 | 1273.9239 | 1290.5229 | 1290.5229 | 826.0735 | 0.0061455 | 0.89697 | 0.94301 | 10.8018 | 357.7596 | 357.7615 | 357.7616 | 229.4139 | 1308.5811 | 1328.1363 | 1328.1363 | 847.677 | 1284.4725 | 1284.4725 | 1284.4725 | 1406.2849
26.7 | 3285.7013 | 3285.7016 | 3285.7016 | 4502.7977 | 41058.411 | 41093.3775 | 41093.3775 | 33663.6669 | 1273.9239 | 1290.5229 | 1290.5229 | 826.0735 | 0.0061455 | 0.89697 | 0.94301 | 10.8018 | 357.7596 | 357.7615 | 357.7616 | 229.4139 | 1308.5811 | 1328.1363 | 1328.1363 | 847.677 | 1284.4725 | 1284.4725 | 1284.4725 | 1406.2849
26.7 | 2750.5689 | 2750.5696 | 2750.5696 | 691.1815 | 41233.7248 | 41333.4872 | 41333.4872 | 34095.6664 | 1331.545 | 1352.8641 | 1352.8641 | 850.2619 | 0.007232 | 0.86561 | 0.90742 | 12.304 | 348.0229 | 348.0255 | 348.0256 | 231.3451 | 1371.0854 | 1395.2575 | 1395.2575 | 874.8699 | 1353.0855 | 1353.0856 | 1353.0856 | 1464.8369
23.92 | 3357.2971 | 3357.2975 | 3357.2975 | 4763.428 | 42646.9207 | 42679.4847 | 42679.4847 | 36527.8049 | 1331.545 | 1352.8641 | 1352.8641 | 850.2619 | 0.007232 | 0.86561 | 0.90742 | 12.304 | 348.0229 | 348.0255 | 348.0256 | 231.3451 | 1371.0854 | 1395.2575 | 1395.2575 | 874.8699 | 1353.0855 | 1353.0856 | 1353.0856 | 1464.8369
23.92 | 2819.6068 | 2819.6076 | 2819.6076 | 853.3969 | 42835.1836 | 42931.923 | 42931.923 | 36964.1789 | 1396.6006 | 1422.753 | 1422.753 | 876.0613 | 0.0056715 | 0.93697 | 0.97977 | 12.4479 | 336.2662 | 336.2697 | 336.2699 | 227.1306 | 1437.1632 | 1466.4014 | 1466.4014 | 900.9571 | 1422.6817 | 1422.6817 | 1422.6817 | 1518.319
21.14 | 3464.9396 | 3464.9401 | 3464.9402 | 5074.3237 | 44405.0484 | 44420.5057 | 44420.5057 | 39468.8396 | 1396.6006 | 1422.753 | 1422.753 | 876.0613 | 0.0056715 | 0.93697 | 0.97977 | 12.4479 | 336.2662 | 336.2697 | 336.2699 | 227.1306 | 1437.1632 | 1466.4014 | 1466.4014 | 900.9571 | 1422.6817 | 1422.6817 | 1422.6817 | 1518.319
21.14 | 2864.0123 | 2864.0135 | 2864.0136 | 1061.8653 | 44613.2147 | 44691.3939 | 44691.3939 | 39910.5152 | 1463.3668 | 1495.8197 | 1495.8197 | 899.9804 | 0.0025734 | 0.99741 | 1.0404 | 12.8574 | 330.3401 | 330.3449 | 330.3451 | 215.62 | 1505.9286 | 1541.6591 | 1541.6591 | 925.6952 | 1503.9306 | 1503.9307 | 1503.9307 | 1573.9463
18.36 | 3620.032 | 3620.0327 | 3620.0327 | 5437.4359 | 46375.1623 | 46396.3139 | 46396.3139 | 42483.9479 | 1463.3668 | 1495.8197 | 1495.8197 | 899.9804 | 0.0025734 | 0.99741 | 1.0404 | 12.8574 | 330.3401 | 330.3449 | 330.3451 | 215.62 | 1505.9286 | 1541.6591 | 1541.6591 | 925.6952 | 1503.9306 | 1503.9307 | 1503.9307 | 1573.9463
18.36 | 2865.5904 | 2865.592 | 2865.592 | 1337.9907 | 46606.7865 | 46647.9846 | 46647.9846 | 42925.9344 | 1530.457 | 1570.9265 | 1570.9265 | 921.228 | 0.023085 | 1.0959 | 1.1395 | 13.2135 | 347 | 347.0066 | 347.0069 | 194.8934 | 1575.0592 | 1619.0408 | 1619.0408 | 947.6549 | 1583.7041 | 1583.7043 | 1583.7043 | 1629.8591
15.58 | 3823.8531 | 3823.8542 | 3823.8543 | 5868.9989 | 48589.5664 | 48670.6371 | 48670.6371 | 45560.4151 | 1530.457 | 1570.9265 | 1570.9265 | 921.228 | 0.023085 | 1.0959 | 1.1395 | 13.2135 | 347 | 347.0066 | 347.0069 | 194.8934 | 1575.0592 | 1619.0408 | 1619.0408 | 947.6549 | 1583.7041 | 1583.7043 | 1583.7043 | 1629.8591
15.58 | 2809.3374 | 2809.3396 | 2809.3397 | 1726.3351 | 48840.5439 | 48869.3722 | 48869.3722 | 45995.1399 | 1589.6879 | 1642.6891 | 1642.6891 | 936.6539 | 0.06474 | 1.1767 | 1.2195 | 13.4073 | 409.0011 | 409.0099 | 409.0102 | 162.0392 | 1636.1914 | 1692.8147 | 1692.8147 | 963.4685 | 1686.5472 | 1686.5474 | 1686.5474 | 1698.9864
12.8 | 4162.9597 | 4162.9613 | 4162.9613 | 6449.5173 | 51054.3819 | 51240.6229 | 51240.6229 | 48673.5823 | 1589.6879 | 1642.6891 | 1642.6891 | 936.6539 | 0.06474 | 1.1767 | 1.2195 | 13.4073 | 409.0011 | 409.0099 | 409.0102 | 162.0392 | 1636.1914 | 1692.8147 | 1692.8147 | 963.4685 | 1686.5472 | 1686.5474 | 1686.5474 | 1698.9864
12.8 | 2654.6178 | 2654.6212 | 2654.6213 | 2355.0121 | 51325.5438 | 51460.9412 | 51460.9412 | 49087.3002 | 1639.839 | 1708.4442 | 1708.4442 | 944.0657 | 0.11287 | 1.5217 | 1.573 | 13.8153 | 521.1647 | 521.1769 | 521.1773 | 118.7893 | 1688.1734 | 1761.358 | 1761.358 | 971.6962 | 1755.6293 | 1755.6302 | 1755.6302 | 1768.8192
10.02 | 4648.9511 | 4648.9518 | 4648.9518 | 7272.3296 | 53767.1001 | 54105.9508 | 54105.9508 | 51788.6156 | 1639.839 | 1708.4442 | 1708.4442 | 944.0657 | 0.11287 | 1.5217 | 1.573 | 13.8153 | 521.1647 | 521.1769 | 521.1773 | 118.7893 | 1688.1734 | 1761.358 | 1761.358 | 971.6962 | 1755.6293 | 1755.6302 | 1755.6302 | 1768.8192
10.02 | 2505.4291 | 2505.4318 | 2505.4318 | 3441.1679 | 54018.5064 | 54344.1764 | 54344.1764 | 52159.5594 | 1643.0401 | 1750.8273 | 1750.8273 | 932.6695 | 0.041277 | 0.86493 | 0.89343 | 13.1775 | 689.2664 | 689.2824 | 689.2829 | 56.6693 | 1693.1558 | 1803.6097 | 1803.6097 | 959.0243 | 1968.7385 | 1968.7416 | 1968.7417 | 1923.9521
7.24 | 5911.4011 | 5911.4126 | 5911.413 | 8789.7547 | 56600.4494 | 57233.1814 | 57233.1814 | 54825.6471 | 1643.0401 | 1750.8273 | 1750.8273 | 932.6695 | 0.041277 | 0.86493 | 0.89343 | 13.1775 | 689.2664 | 689.2824 | 689.2829 | 56.6693 | 1693.1558 | 1803.6097 | 1803.6097 | 959.0243 | 1968.7385 | 1968.7416 | 1968.7417 | 1923.9521
7.24 | 3338.6371 | 3338.6528 | 3338.6533 | 5625.1002 | 56829.573 | 57457.8373 | 57457.8373 | 55109.9654 | 1704.6398 | 1768.6562 | 1768.6562 | 937.1126 | 1.3779 | 3.3442 | 3.4103 | 15.3764 | 820.8909 | 820.9143 | 820.9151 | 8.0326 | 1756.8044 | 1827.1799 | 1827.1799 | 967.8652 | 2001.7186 | 2001.7375 | 2001.7381 | 2043.7693
4.46 | 8014.483 | 8014.5199 | 8014.5212 | 11306.7788 | 59653.4609 | 60477.3691 | 60477.3691 | 57800.6306 | 1704.6398 | 1768.6562 | 1768.6562 | 937.1126 | 1.3779 | 3.3442 | 3.4103 | 15.3764 | 820.8909 | 820.9143 | 820.9151 | 8.0326 | 1756.8044 | 1827.1799 | 1827.1799 | 967.8652 | 2001.7186 | 2001.7375 | 2001.7381 | 2043.7693
4.46 | 3302.3707 | 3302.3741 | 3302.3742 | 4564.143 | 61066.7822 | 61261.4361 | 61261.4361 | 58709.6553 | 1309.1049 | 1345.3714 | 1345.3714 | 466.8663 | 0.56219 | 1.5046 | 1.5343 | 16.5963 | 986.6353 | 986.6824 | 986.684 | 44.6865 | 1349.5779 | 1388.8262 | 1388.8262 | 500.0587 | 1981.0408 | 1981.0684 | 1981.0693 | 1915.2972
0 | 7971.6553 | 7971.7751 | 7971.7792 | 13106.3685 | 63371.0124 | 63740.7137 | 63740.7137 | 60939.917 | 1309.1049 | 1345.3714 | 1345.3714 | 466.8663 | 0.56219 | 1.5046 | 1.5343 | 16.5963 | 986.6353 | 986.6824 | 986.684 | 44.6865 | 1349.5779 | 1388.8262 | 1388.8262 | 500.0587 | 1981.0408 | 1981.0684 | 1981.0693 | 1915.2972
0 | 13797.0963 | 13797.2472 | 13797.2524 | 19542.8098 | 62199.9613 | 62202.5387 | 62202.5387 | 60117.7959 | 2955.7945 | 2970.4024 | 2970.4024 | 2086.3253 | 1.1787 | 1.5877 | 1.5996 | 27.7557 | 1075.7206 | 1075.764 | 1075.7655 | 170.5792 | 3033.8606 | 3049.7226 | 3049.7226 | 2141.8365 | 3390.8314 | 3390.8728 | 3390.8743 | 4108.1078
-4.52 | 1678.1487 | 1678.1851 | 1678.1863 | 974.1626 | 48739.6463 | 48813.9198 | 48813.9198 | 50436.6951 | 2955.7945 | 2970.4024 | 2970.4024 | 2086.3253 | 1.1787 | 1.5877 | 1.5996 | 27.7557 | 1075.7206 | 1075.764 | 1075.7655 | 170.5792 | 3033.8606 | 3049.7226 | 3049.7226 | 2141.8365 | 3390.8314 | 3390.8728 | 3390.8743 | 4108.1078
-4.52 | 4215.0645 | 4215.101 | 4215.1022 | 7408.2387 | 47700.1053 | 47811.1339 | 47811.1339 | 49600.6074 | 3348.6512 | 3349.5847 | 3349.5847 | 2511.6842 | 1.5746 | 1.6289 | 1.6307 | 37.176 | 183.0003 | 183.0373 | 183.0386 | 320.2858 | 3448.5183 | 3449.2726 | 3449.2726 | 2586.0361 | 2240.837 | 2240.8512 | 2240.8517 | 3133.5803
-7.52 | 2555.4227 | 2555.429 | 2555.4292 | 1992.5022 | 37451.4171 | 37560.1828 | 37560.1828 | 41842.4991 | 3348.6512 | 3349.5847 | 3349.5847 | 2511.6842 | 1.5746 | 1.6289 | 1.6307 | 37.176 | 183.0003 | 183.0373 | 183.0386 | 320.2858 | 3448.5183 | 3449.2726 | 3449.2726 | 2586.0361 | 2240.837 | 2240.8512 | 2240.8517 | 3133.5803
-7.52 | 1599.252 | 1599.257 | 1599.2572 | 3198.4875 | 36492.4236 | 36600.682 | 36600.682 | 41007.5147 | 2898.4671 | 2905.7503 | 2905.7503 | 2248.919 | 0.47669 | 0.48629 | 0.48599 | 30.5566 | 470.8677 | 470.8951 | 470.8961 | 727.302 | 2977.7705 | 2985.057 | 2985.057 | 2310.0321 | 1030.2347 | 1030.2356 | 1030.2357 | 1583.7628
-10.52 | 1526.6685 | 1526.6708 | 1526.6709 | 1552.8009 | 27703.2935 | 27789.6926 | 27789.6926 | 34077.4183 | 2898.4671 | 2905.7503 | 2905.7503 | 2248.919 | 0.47669 | 0.48629 | 0.48599 | 30.5566 | 470.8677 | 470.8951 | 470.8961 | 727.302 | 2977.7705 | 2985.057 | 2985.057 | 2310.0321 | 1030.2347 | 1030.2356 | 1030.2357 | 1583.7628
-10.52 | 1202.8395 | 1202.8405 | 1202.8405 | 1995.8411 | 26931.3884 | 27013.4706 | 27013.4706 | 33409.842 | 2189.7319 | 2194.1845 | 2194.1845 | 1739.2595 | 1.0374 | 1.1112 | 1.1124 | 20.4939 | 803.4084 | 803.4315 | 803.4323 | 960.3715 | 2243.5727 | 2248.2011 | 2248.2011 | 1780.2473 | 696.6025 | 696.6045 | 696.6046 | 924.0961
-13.52 | 917.6916 | 917.6967 | 917.6969 | 776.4471 | 20521.596 | 20589.7928 | 20589.7928 | 28069.1002 | 2189.7319 | 2194.1845 | 2194.1845 | 1739.2595 | 1.0374 | 1.1112 | 1.1124 | 20.4939 | 803.4084 | 803.4315 | 803.4323 | 960.3715 | 2243.5727 | 2248.2011 | 2248.2011 | 1780.2473 | 696.6025 | 696.6045 | 696.6046 | 924.0961
-13.52 | 572.5394 | 572.5422 | 572.5423 | 1080.8712 | 20096.0183 | 20165.783 | 20165.783 | 27663.5153 | 1642.0068 | 1643.6328 | 1643.6328 | 1290.7276 | 0.81799 | 0.89462 | 0.89561 | 23.9411 | 977.2443 | 977.2653 | 977.266 | 1078.7212 | 1694.5721 | 1696.4019 | 1696.4019 | 1338.6098 | 557.4891 | 557.4892 | 557.4892 | 616.4318
-16.52 | 1247.6155 | 1247.618 | 1247.6181 | 768.4242 | 15685.92 | 15750.1954 | 15750.1954 | 23647.6859 | 1642.0068 | 1643.6328 | 1643.6328 | 1290.7276 | 0.81799 | 0.89462 | 0.89561 | 23.9411 | 977.2443 | 977.2653 | 977.266 | 1078.7212 | 1694.5721 | 1696.4019 | 1696.4019 | 1338.6098 | 557.4891 | 557.4892 | 557.4892 | 616.4318

## W3
W3
| M2 [kN-m] |  |  |  | M3 [kN-m] |  |  |  | V2 [kN] (Web only) |  |  |  | V3 [kN] (Flange only) |  |  |  | Axial [kN] |  |  |  | V2 [kN] |  |  |  | V3 [kN]
| RSA | RSA -veT | RSA +veT | Wind | RSA | RSA -veT | RSA +veT | Wind | RSA | RSA -veT | RSA +veT | Wind | RSA | RSA -veT | RSA +veT | Wind | RSA | RSA -veT | RSA +veT | Wind | RSA | RSA -veT | RSA +veT | Wind | RSA | RSA -veT | RSA +veT | Wind
90.15 | 295.7803 | 295.7803 | 295.7803 | 107.9783 | 456.738 | 661.7261 | 661.7261 | 212.0556 | 177.2173 | 214.0775 | 214.0775 | 34.2195 | 3.1071e-05 | 0.22793 | 0.20029 | 0.12343 | 188.9713 | 188.9713 | 188.9713 | 72.8947 | 178.4649 | 215.9428 | 215.9428 | 34.4664 | 60.2016 | 60.2016 | 60.2016 | 10.6107
85.08 | 197.7652 | 197.7652 | 197.7652 | 54.1821 | 1272.6453 | 1667.6463 | 1667.6463 | 312.6382 | 177.2173 | 214.0775 | 214.0775 | 34.2195 | 3.1071e-05 | 0.22793 | 0.20029 | 0.12343 | 188.9713 | 188.9713 | 188.9713 | 72.8947 | 178.4649 | 215.9428 | 215.9428 | 34.4664 | 60.2016 | 60.2016 | 60.2016 | 10.6107
85.08 | 622.5694 | 622.5694 | 622.5694 | 212.9878 | 1734.0524 | 2349.9037 | 2349.9037 | 494.4358 | 399.6145 | 490.7734 | 490.7734 | 74.1493 | 0.00019204 | 1.0946 | 1.2993 | 1.3084 | 438.5543 | 438.5543 | 438.5543 | 160.5312 | 410.7689 | 505.6159 | 505.6159 | 76.766 | 293.7528 | 293.7528 | 293.7528 | 78.2265
82.3 | 277.2003 | 277.2003 | 277.2003 | 4.4819 | 2327.8685 | 2680.0451 | 2680.0451 | 435.1445 | 399.6145 | 490.7734 | 490.7734 | 74.1493 | 0.00019204 | 1.0946 | 1.2993 | 1.3084 | 438.5543 | 438.5543 | 438.5543 | 160.5312 | 410.7689 | 505.6159 | 505.6159 | 76.766 | 293.7528 | 293.7528 | 293.7528 | 78.2265
82.3 | 571.8418 | 571.8418 | 571.8418 | 234.1781 | 2755.9166 | 3374.9569 | 3374.9569 | 563.8119 | 595.8103 | 718.6576 | 718.6576 | 105.1378 | 0.00019155 | 0.88027 | 0.96374 | 1.2716 | 803.5011 | 803.5011 | 803.5011 | 292.4927 | 610.5475 | 736.4462 | 736.4462 | 107.681 | 321.6534 | 321.6534 | 321.6534 | 101.1802
79.52 | 434.1583 | 434.1583 | 434.1583 | 47.1028 | 3973.7696 | 4242.8118 | 4242.8118 | 763.7906 | 595.8103 | 718.6576 | 718.6576 | 105.1378 | 0.00019155 | 0.88027 | 0.96374 | 1.2716 | 803.5011 | 803.5011 | 803.5011 | 292.4927 | 610.5475 | 736.4462 | 736.4462 | 107.681 | 321.6534 | 321.6534 | 321.6534 | 101.1802
79.52 | 650.6287 | 650.6287 | 650.6287 | 276.4527 | 4417.2546 | 5020.9381 | 5020.9381 | 820.3721 | 684.5901 | 837.0086 | 837.0086 | 144.2229 | 0.00023529 | 1.2845 | 1.416 | 1.9035 | 1244.46 | 1244.46 | 1244.46 | 471.4347 | 701.5196 | 858.334 | 858.334 | 148.0299 | 389.0871 | 389.0871 | 389.0871 | 137.2381
76.74 | 561.7775 | 561.7775 | 561.7775 | 105.0691 | 5850.1387 | 6017.8781 | 6017.8781 | 1185.9268 | 684.5901 | 837.0086 | 837.0086 | 144.2229 | 0.00023529 | 1.2845 | 1.416 | 1.9035 | 1244.46 | 1244.46 | 1244.46 | 471.4347 | 701.5196 | 858.334 | 858.334 | 148.0299 | 389.0871 | 389.0871 | 389.0871 | 137.2381
76.74 | 676.1736 | 676.1736 | 676.1736 | 306.0856 | 6324.0091 | 6877.2467 | 6877.2467 | 1253.4037 | 720.9568 | 884.8936 | 884.8936 | 180.7827 | 0.00022394 | 1.4334 | 1.5475 | 2.2977 | 1739.8398 | 1739.8398 | 1739.8398 | 698.8036 | 738.5564 | 906.9492 | 906.9492 | 185.378 | 435.0945 | 435.0945 | 435.0945 | 169.8928
73.96 | 662.6799 | 662.6799 | 662.6799 | 166.2165 | 7781.6651 | 7866.7707 | 7866.7707 | 1704.9434 | 720.9568 | 884.8936 | 884.8936 | 180.7827 | 0.00022394 | 1.4334 | 1.5475 | 2.2977 | 1739.8398 | 1739.8398 | 1739.8398 | 698.8036 | 738.5564 | 906.9492 | 906.9492 | 185.378 | 435.0945 | 435.0945 | 435.0945 | 169.8928
73.96 | 665.1131 | 665.1131 | 665.1131 | 332.3781 | 8309.9038 | 8820.7121 | 8820.7121 | 1783.6169 | 744.9532 | 918.7427 | 918.7427 | 216.9304 | 0.00022672 | 1.6371 | 1.7581 | 2.764 | 2277.455 | 2277.455 | 2277.455 | 974.5326 | 763.1385 | 941.7731 | 941.7731 | 222.4585 | 475.0978 | 475.0978 | 475.0978 | 203.0141
71.18 | 781.6573 | 781.6573 | 781.6573 | 232.001 | 9668.7642 | 9682.9683 | 9682.9683 | 2319.0138 | 744.9532 | 918.7427 | 918.7427 | 216.9304 | 0.00022672 | 1.6371 | 1.7581 | 2.764 | 2277.455 | 2277.455 | 2277.455 | 974.5326 | 763.1385 | 941.7731 | 941.7731 | 222.4585 | 475.0978 | 475.0978 | 475.0978 | 203.0141
71.18 | 628.6827 | 628.6827 | 628.6827 | 353.2897 | 10264.9612 | 10738.7001 | 10738.7001 | 2409.2563 | 776.8758 | 960.0154 | 960.0154 | 252.1474 | 0.00024553 | 1.6786 | 1.7967 | 3.1945 | 2844.6021 | 2844.6021 | 2844.6022 | 1298.2071 | 795.8803 | 984.1148 | 984.1148 | 258.5364 | 489.5219 | 489.5219 | 489.5219 | 235.3529
68.4 | 882.3131 | 882.3131 | 882.3131 | 300.9915 | 11509.5623 | 11559.1151 | 11559.1151 | 3028.1337 | 776.8758 | 960.0154 | 960.0154 | 252.1474 | 0.00024553 | 1.6786 | 1.7967 | 3.1945 | 2844.6021 | 2844.6021 | 2844.6022 | 1298.2071 | 795.8803 | 984.1148 | 984.1148 | 258.5364 | 489.5219 | 489.5219 | 489.5219 | 235.3529
68.4 | 614.0559 | 614.0559 | 614.0559 | 369.5349 | 12173.3116 | 12611.2094 | 12611.2094 | 3130.031 | 804.4632 | 996.2181 | 996.2181 | 286.9193 | 0.00027066 | 1.6814 | 1.801 | 3.6286 | 3422.0031 | 3422.0031 | 3422.0031 | 1669.019 | 824.2024 | 1021.3373 | 1021.3373 | 294.1765 | 491.1528 | 491.1528 | 491.1528 | 267.396
65.62 | 947.6308 | 947.6308 | 947.6308 | 373.826 | 13317.9698 | 13428.107 | 13428.107 | 3831.1831 | 804.4632 | 996.2181 | 996.2181 | 286.9193 | 0.00027066 | 1.6814 | 1.801 | 3.6286 | 3422.0031 | 3422.0031 | 3422.0031 | 1669.019 | 824.2024 | 1021.3373 | 1021.3373 | 294.1765 | 491.1528 | 491.1528 | 491.1528 | 267.396
65.62 | 619.6579 | 619.6579 | 619.6579 | 379.7138 | 14041.8184 | 14440.5902 | 14440.5902 | 3944.7005 | 809.4049 | 1005.2125 | 1005.2125 | 321.0822 | 0.00031955 | 1.685 | 1.8039 | 4.0592 | 3991.3787 | 3991.3787 | 3991.3787 | 2085.7356 | 829.3087 | 1030.6344 | 1030.6344 | 329.2007 | 492.2403 | 492.2403 | 492.2403 | 298.5096
62.84 | 991.7273 | 991.7273 | 991.7273 | 450.143 | 15090.6119 | 15251.5255 | 15251.5255 | 4727.4193 | 809.4049 | 1005.2125 | 1005.2125 | 321.0822 | 0.00031955 | 1.685 | 1.8039 | 4.0592 | 3991.3787 | 3991.3787 | 3991.3787 | 2085.7356 | 829.3087 | 1030.6344 | 1030.6344 | 329.2007 | 492.2403 | 492.2403 | 492.2403 | 298.5096
62.84 | 626.0421 | 626.0421 | 626.0421 | 382.9434 | 15863.9794 | 16225.8583 | 16225.8583 | 4852.4231 | 797.2798 | 993.3324 | 993.3324 | 355.4033 | 0.00042525 | 1.705 | 1.8246 | 4.4529 | 4539.733 | 4539.733 | 4539.733 | 2546.4344 | 816.7048 | 1018.2481 | 1018.2481 | 364.3092 | 494.1091 | 494.1091 | 494.1091 | 329.4019
60.06 | 1034.0612 | 1034.0612 | 1034.0612 | 532.794 | 16791.4466 | 16989.8579 | 16989.8579 | 5715.537 | 797.2798 | 993.3324 | 993.3324 | 355.4033 | 0.00042525 | 1.705 | 1.8246 | 4.4529 | 4539.733 | 4539.733 | 4539.733 | 2546.4344 | 816.7048 | 1018.2481 | 1018.2481 | 364.3092 | 494.1091 | 494.1091 | 494.1091 | 329.4019
60.06 | 633.1581 | 633.1582 | 633.1582 | 373.5114 | 17600.4842 | 17935.15 | 17935.15 | 5851.7748 | 789.6886 | 985.0084 | 985.0084 | 385.6593 | 0.00062887 | 1.7268 | 1.848 | 5.0435 | 5056.8567 | 5056.8567 | 5056.8567 | 3047.5457 | 809.7338 | 1010.7247 | 1010.7247 | 395.7462 | 494.722 | 494.722 | 494.722 | 361.3766
57.28 | 1083.5997 | 1083.5997 | 1083.5997 | 631.1156 | 18406.5576 | 18630.6466 | 18630.6466 | 6798.2932 | 789.6886 | 985.0084 | 985.0084 | 385.6593 | 0.00062887 | 1.7268 | 1.848 | 5.0435 | 5056.8567 | 5056.8567 | 5056.8567 | 3047.5457 | 809.7338 | 1010.7247 | 1010.7247 | 395.7462 | 494.722 | 494.722 | 494.722 | 361.3766
57.28 | 678.476 | 678.476 | 678.476 | 388.6115 | 19266.176 | 19606.7234 | 19606.7234 | 6951.857 | 805.5455 | 1002.4596 | 1002.4596 | 415.3209 | 0.000948 | 1.6652 | 1.7822 | 5.1335 | 5557.1998 | 5557.1999 | 5557.1999 | 3611.7716 | 824.6445 | 1027.1436 | 1027.1436 | 425.5878 | 492.8398 | 492.8398 | 492.8398 | 389.6746
54.5 | 1089.8728 | 1089.8728 | 1089.8728 | 694.6839 | 19936.5718 | 20158.9719 | 20158.9719 | 7970.6855 | 805.5455 | 1002.4596 | 1002.4596 | 415.3209 | 0.000948 | 1.6652 | 1.7822 | 5.1335 | 5557.1998 | 5557.1999 | 5557.1999 | 3611.7716 | 824.6445 | 1027.1436 | 1027.1436 | 425.5878 | 492.8398 | 492.8398 | 492.8398 | 389.6746
54.5 | 724.9597 | 724.9598 | 724.9598 | 396.3992 | 20788.1589 | 21138.175 | 21138.175 | 8135.4106 | 842.6327 | 1040.6764 | 1040.6764 | 447.4591 | 0.0015038 | 1.7262 | 1.8463 | 5.7081 | 6021.6637 | 6021.6638 | 6021.6638 | 4215.2022 | 863.3471 | 1067.1294 | 1067.1294 | 458.8754 | 497.6005 | 497.6006 | 497.6006 | 420.5588
51.72 | 1101.4403 | 1101.4404 | 1101.4404 | 772.7543 | 21362.7148 | 21579.2136 | 21579.2136 | 9230.8918 | 842.6327 | 1040.6764 | 1040.6764 | 447.4591 | 0.0015038 | 1.7262 | 1.8463 | 5.7081 | 6021.6637 | 6021.6638 | 6021.6638 | 4215.2022 | 863.3471 | 1067.1294 | 1067.1294 | 458.8754 | 497.6005 | 497.6006 | 497.6006 | 420.5588
51.72 | 766.7595 | 766.7595 | 766.7595 | 392.7206 | 22178.9664 | 22542.5371 | 22542.5371 | 9406.5351 | 879.6891 | 1078.8106 | 1078.8106 | 479.2538 | 0.0023907 | 1.7479 | 1.8671 | 6.0608 | 6453.1405 | 6453.1406 | 6453.1406 | 4859.7648 | 901.1047 | 1105.9592 | 1105.9592 | 491.3754 | 504.4235 | 504.4235 | 504.4235 | 449.1264
48.94 | 1115.9377 | 1115.9378 | 1115.9378 | 855.8509 | 22703.1539 | 22909.0788 | 22909.0788 | 10577.866 | 879.6891 | 1078.8106 | 1078.8106 | 479.2538 | 0.0023907 | 1.7479 | 1.8671 | 6.0608 | 6453.1405 | 6453.1406 | 6453.1406 | 4859.7648 | 901.1047 | 1105.9592 | 1105.9592 | 491.3754 | 504.4235 | 504.4235 | 504.4235 | 449.1264
48.94 | 806.2869 | 806.287 | 806.287 | 384.9402 | 23461.8321 | 23845.6162 | 23845.6162 | 10764.039 | 908.7455 | 1111.337 | 1111.337 | 510.495 | 0.003811 | 1.7927 | 1.9124 | 6.4616 | 6855.3415 | 6855.3416 | 6855.3416 | 5545.9768 | 930.8046 | 1139.2564 | 1139.2564 | 523.4181 | 513.4885 | 513.4885 | 513.4885 | 477.896
46.16 | 1133.8848 | 1133.8848 | 1133.8848 | 943.6108 | 23965.3798 | 24161.0917 | 24161.0917 | 12009.0993 | 908.7455 | 1111.337 | 1111.337 | 510.495 | 0.003811 | 1.7927 | 1.9124 | 6.4616 | 6855.3415 | 6855.3416 | 6855.3416 | 5545.9768 | 930.8046 | 1139.2564 | 1139.2564 | 523.4181 | 513.4885 | 513.4885 | 513.4885 | 477.896
46.16 | 846.2417 | 846.2418 | 846.2418 | 372.114 | 24651.2072 | 25057.3107 | 25057.3107 | 12205.4459 | 937.2805 | 1144.4837 | 1144.4837 | 541.2417 | 0.00609 | 1.8382 | 1.9579 | 6.8387 | 7232.3415 | 7232.3417 | 7232.3417 | 6273.6285 | 959.9232 | 1173.1157 | 1173.1157 | 554.9191 | 523.8613 | 523.8614 | 523.8614 | 506.0994
43.38 | 1152.1565 | 1152.1565 | 1152.1565 | 1034.8423 | 25159.6259 | 25346.1974 | 25346.1974 | 13522.7507 | 937.2805 | 1144.4837 | 1144.4837 | 541.2417 | 0.00609 | 1.8382 | 1.9579 | 6.8387 | 7232.3415 | 7232.3417 | 7232.3417 | 6273.6285 | 959.9232 | 1173.1157 | 1173.1157 | 554.9191 | 523.8613 | 523.8614 | 523.8614 | 506.0994
43.38 | 885.9242 | 885.9243 | 885.9243 | 354.4054 | 25762.2693 | 26191.6533 | 26191.6533 | 13728.7382 | 967.8164 | 1180.4984 | 1180.4984 | 571.6015 | 0.0097429 | 1.8969 | 2.0167 | 7.2159 | 7588.3863 | 7588.3866 | 7588.3866 | 7041.9411 | 991.1074 | 1209.9284 | 1209.9284 | 586.0333 | 536.57 | 536.5701 | 536.5701 | 533.7456
40.6 | 1171.6749 | 1171.675 | 1171.675 | 1129.4072 | 26301.4052 | 26480.3436 | 26480.3436 | 15116.7436 | 967.8164 | 1180.4984 | 1180.4984 | 571.6015 | 0.0097429 | 1.8969 | 2.0167 | 7.2159 | 7588.3863 | 7588.3866 | 7588.3866 | 7041.9411 | 991.1074 | 1209.9284 | 1209.9284 | 586.0333 | 536.57 | 536.5701 | 536.5701 | 533.7456
40.6 | 923.6575 | 923.6576 | 923.6576 | 330.9748 | 26815.3072 | 27268.6691 | 27268.6691 | 15331.7283 | 994.9753 | 1214.9616 | 1214.9616 | 601.8856 | 0.015605 | 1.9712 | 2.0912 | 7.581 | 7928.1126 | 7928.1129 | 7928.113 | 7849.589 | 1018.7767 | 1245.101 | 1245.101 | 617.0477 | 551.8087 | 551.8088 | 551.8088 | 561.094
37.82 | 1194.5699 | 1194.57 | 1194.57 | 1228.8666 | 27410.3038 | 27586.1236 | 27586.1236 | 16788.7313 | 994.9753 | 1214.9616 | 1214.9616 | 601.8856 | 0.015605 | 1.9712 | 2.0912 | 7.581 | 7928.1126 | 7928.1129 | 7928.113 | 7849.589 | 1018.7767 | 1245.101 | 1245.101 | 617.0477 | 551.8087 | 551.8088 | 551.8088 | 561.094
37.82 | 957.0328 | 957.0329 | 957.0329 | 298.3128 | 27836.285 | 28311.4537 | 28311.4537 | 17011.8217 | 1014.3202 | 1243.8244 | 1243.8244 | 631.7882 | 0.025008 | 2.0488 | 2.1687 | 7.9616 | 8256.373 | 8256.3734 | 8256.3735 | 8694.1653 | 1038.5414 | 1274.6184 | 1274.6184 | 647.7113 | 568.3437 | 568.3437 | 568.3437 | 586.7694
35.04 | 1222.0382 | 1222.0384 | 1222.0384 | 1332.9062 | 28505.6189 | 28686.7442 | 28686.7442 | 18536.8179 | 1014.3202 | 1243.8244 | 1243.8244 | 631.7882 | 0.025008 | 2.0488 | 2.1687 | 7.9616 | 8256.373 | 8256.3734 | 8256.3735 | 8694.1653 | 1038.5414 | 1274.6184 | 1274.6184 | 647.7113 | 568.3437 | 568.3437 | 568.3437 | 586.7694
35.04 | 985.3111 | 985.3112 | 985.3112 | 253.3779 | 28852.5078 | 29342.9149 | 29342.9149 | 18767.0016 | 1027.5148 | 1271.4905 | 1271.4905 | 663.2784 | 0.040115 | 2.1558 | 2.2763 | 8.2396 | 8577.6889 | 8577.6895 | 8577.6895 | 9571.4027 | 1051.4647 | 1302.3684 | 1302.3684 | 679.7576 | 587.0509 | 587.051 | 587.051 | 612.5582
32.26 | 1258.7178 | 1258.7179 | 1258.718 | 1449.5338 | 29604.9026 | 29812.0077 | 29812.0077 | 20358.0568 | 1027.5148 | 1271.4905 | 1271.4905 | 663.2784 | 0.040115 | 2.1558 | 2.2763 | 8.2396 | 8577.6889 | 8577.6895 | 8577.6895 | 9571.4027 | 1051.4647 | 1302.3684 | 1302.3684 | 679.7576 | 587.0509 | 587.051 | 587.051 | 612.5582
32.26 | 1001.8768 | 1001.8769 | 1001.8769 | 180.1356 | 29889.5599 | 30377.2221 | 30377.2221 | 20593.9688 | 1037.9969 | 1290.8334 | 1290.8334 | 684.4338 | 0.064434 | 2.3305 | 2.4539 | 9.1015 | 8894.4376 | 8894.4383 | 8894.4384 | 10472.4089 | 1064.167 | 1324.4988 | 1324.4988 | 702.6369 | 611.5379 | 611.538 | 611.538 | 642.6189
29.48 | 1324.508 | 1324.5083 | 1324.5083 | 1606.345 | 30740.2723 | 30976.3326 | 30976.3326 | 22260.9292 | 1037.9969 | 1290.8334 | 1290.8334 | 684.4338 | 0.064434 | 2.3305 | 2.4539 | 9.1015 | 8894.4376 | 8894.4383 | 8894.4384 | 10472.4089 | 1064.167 | 1324.4988 | 1324.4988 | 702.6369 | 611.5379 | 611.538 | 611.538 | 642.6189
29.48 | 1068.4338 | 1068.4341 | 1068.4341 | 185.6055 | 31003.0362 | 31535.7984 | 31535.7984 | 22518.4737 | 1039.7022 | 1306.418 | 1306.418 | 705.4459 | 0.10514 | 2.3484 | 2.4647 | 8.5273 | 9234.5648 | 9234.5659 | 9234.5659 | 11464.3215 | 1062.5213 | 1336.7036 | 1336.7036 | 722.5005 | 635.0123 | 635.0125 | 635.0125 | 663.4463
26.7 | 1331.0704 | 1331.0707 | 1331.0708 | 1658.7753 | 31938.5264 | 32167.9909 | 32167.9909 | 24230.5302 | 1039.7022 | 1306.418 | 1306.418 | 705.4459 | 0.10514 | 2.3484 | 2.4647 | 8.5273 | 9234.5648 | 9234.5659 | 9234.5659 | 11464.3215 | 1062.5213 | 1336.7036 | 1336.7036 | 722.5005 | 635.0123 | 635.0125 | 635.0125 | 663.4463
26.7 | 1122.4111 | 1122.4114 | 1122.4114 | 176.8307 | 32189.7486 | 32754.1586 | 32754.1586 | 24491.7584 | 1048.385 | 1335.545 | 1335.545 | 735.7163 | 0.17222 | 2.6525 | 2.7741 | 9.3794 | 9590.848 | 9590.8494 | 9590.8494 | 12479.6124 | 1073.0301 | 1368.4557 | 1368.4557 | 754.475 | 670.7222 | 670.7225 | 670.7225 | 692.7787
23.92 | 1368.099 | 1368.0995 | 1368.0995 | 1749.0941 | 33215.1148 | 33471.9878 | 33471.9878 | 26265.06 | 1048.385 | 1335.545 | 1335.545 | 735.7163 | 0.17222 | 2.6525 | 2.7741 | 9.3794 | 9590.848 | 9590.8494 | 9590.8494 | 12479.6124 | 1073.0301 | 1368.4557 | 1368.4557 | 754.475 | 670.7222 | 670.7225 | 670.7225 | 692.7787
23.92 | 1163.791 | 1163.7915 | 1163.7915 | 141.0736 | 33477.447 | 34039.1487 | 34039.1487 | 26527.9707 | 1071.3327 | 1379.0731 | 1379.0731 | 767.6425 | 0.279 | 2.8721 | 2.9919 | 9.6042 | 9976.1638 | 9976.1657 | 9976.1658 | 13525.0585 | 1096.1166 | 1412.4747 | 1412.4747 | 786.8508 | 707.6712 | 707.6716 | 707.6717 | 717.0075
21.14 | 1421.2021 | 1421.2027 | 1421.2028 | 1852.2072 | 34599.304 | 34917.0778 | 34917.0778 | 28363.6631 | 1071.3327 | 1379.0731 | 1379.0731 | 767.6425 | 0.279 | 2.8721 | 2.9919 | 9.6042 | 9976.1638 | 9976.1657 | 9976.1658 | 13525.0585 | 1096.1166 | 1412.4747 | 1412.4747 | 786.8508 | 707.6712 | 707.6716 | 707.6717 | 717.0075
21.14 | 1199.6739 | 1199.6745 | 1199.6745 | 95.9161 | 34889.885 | 35412.4497 | 35412.4497 | 28625.2521 | 1110.48 | 1441.9061 | 1441.9061 | 801.5319 | 0.45058 | 3.2532 | 3.3747 | 10.0178 | 10404.0491 | 10404.0516 | 10404.0517 | 14602.5386 | 1136.1789 | 1476.8525 | 1476.8525 | 821.5675 | 753.6211 | 753.6215 | 753.6215 | 743.848
18.36 | 1498.7046 | 1498.7054 | 1498.7054 | 1971.9813 | 36115.6593 | 36540.1674 | 36540.1674 | 30520.726 | 1110.48 | 1441.9061 | 1441.9061 | 801.5319 | 0.45058 | 3.2532 | 3.3747 | 10.0178 | 10404.0491 | 10404.0516 | 10404.0517 | 14602.5386 | 1136.1789 | 1476.8525 | 1476.8525 | 821.5675 | 753.6211 | 753.6215 | 753.6215 | 743.848
18.36 | 1216.1083 | 1216.1092 | 1216.1092 | 28.9495 | 36441.1314 | 36870.7463 | 36870.7463 | 30777.4367 | 1169.5775 | 1525.3737 | 1525.3737 | 837.3551 | 0.7282 | 3.6573 | 3.7769 | 10.3401 | 10887.016 | 10887.0194 | 10887.0196 | 15709.1897 | 1196.8348 | 1562.2151 | 1562.2151 | 858.0352 | 797.6011 | 797.602 | 797.602 | 768.2327
15.58 | 1592.2485 | 1592.25 | 1592.25 | 2106.7375 | 37794.9615 | 38381.1038 | 38381.1038 | 32733.2839 | 1169.5775 | 1525.3737 | 1525.3737 | 837.3551 | 0.7282 | 3.6573 | 3.7769 | 10.3401 | 10887.016 | 10887.0194 | 10887.0196 | 15709.1897 | 1196.8348 | 1562.2151 | 1562.2151 | 858.0352 | 797.6011 | 797.602 | 797.602 | 768.2327
15.58 | 1209.5884 | 1209.5891 | 1209.5891 | 70.6318 | 38150.2122 | 38419.3614 | 38419.3614 | 32980.1382 | 1238.8948 | 1626.4958 | 1626.4958 | 879.2661 | 1.1823 | 4.4291 | 4.5537 | 10.8077 | 11434.0196 | 11434.0242 | 11434.0244 | 16835.176 | 1267.5594 | 1665.7119 | 1665.7119 | 900.8814 | 856.179 | 856.1794 | 856.1794 | 796.0368
12.8 | 1745.9344 | 1745.9349 | 1745.9349 | 2283.614 | 39652.6587 | 40490.3736 | 40490.3736 | 34998.1596 | 1238.8948 | 1626.4958 | 1626.4958 | 879.2661 | 1.1823 | 4.4291 | 4.5537 | 10.8077 | 11434.0196 | 11434.0242 | 11434.0244 | 16835.176 | 1267.5594 | 1665.7119 | 1665.7119 | 900.8814 | 856.179 | 856.1794 | 856.1794 | 796.0368
12.8 | 1122.7797 | 1122.7822 | 1122.7823 | 257.3879 | 40018.9996 | 40023.1965 | 40023.1965 | 35229.5983 | 1324.0663 | 1738.4332 | 1738.4332 | 922.9118 | 1.9506 | 5.0687 | 5.1826 | 11.6227 | 12039.864 | 12039.8702 | 12039.8704 | 17955.4756 | 1355.6153 | 1780.0851 | 1780.0851 | 945.1507 | 875.7867 | 875.7896 | 875.7897 | 804.9061
10.02 | 1908.0573 | 1908.063 | 1908.0632 | 2495.0268 | 41724.8061 | 42909.0292 | 42909.0292 | 37317.2235 | 1324.0663 | 1738.4332 | 1738.4332 | 922.9118 | 1.9506 | 5.0687 | 5.1826 | 11.6227 | 12039.864 | 12039.8702 | 12039.8704 | 17955.4756 | 1355.6153 | 1780.0851 | 1780.0851 | 945.1507 | 875.7867 | 875.7896 | 875.7897 | 804.9061
10.02 | 970.7368 | 970.7391 | 970.7392 | 572.6216 | 42071.7764 | 42478.5923 | 42478.5923 | 37523.9166 | 1410.6342 | 1892.1777 | 1892.1777 | 990.3755 | 3.4009 | 7.4244 | 7.5654 | 12.6832 | 12673.0797 | 12673.0879 | 12673.0881 | 19017.605 | 1440.8808 | 1935.4848 | 1935.4848 | 1012.9748 | 967.7207 | 967.7252 | 967.7254 | 844.3783
7.24 | 2386.6437 | 2386.6539 | 2386.6542 | 2919.9932 | 43953.1375 | 45734.9525 | 45734.9525 | 39687.3844 | 1410.6342 | 1892.1777 | 1892.1777 | 990.3755 | 3.4009 | 7.4244 | 7.5654 | 12.6832 | 12673.0797 | 12673.0879 | 12673.0881 | 19017.605 | 1440.8808 | 1935.4848 | 1935.4848 | 1012.9748 | 967.7207 | 967.7252 | 967.7254 | 844.3783
7.24 | 1026.089 | 1026.1061 | 1026.1067 | 1326.1994 | 44259.2484 | 45339.8398 | 45339.8398 | 39869.6993 | 1580.8173 | 1953.1452 | 1953.1452 | 962.1671 | 7.0527 | 10.499 | 10.6094 | 20.7147 | 13211.348 | 13211.3598 | 13211.3602 | 19896.6631 | 1632.0306 | 2015.526 | 2015.526 | 994.878 | 816.6591 | 816.6856 | 816.6865 | 747.2259
4.46 | 2836.9245 | 2836.9811 | 2836.983 | 3403.4874 | 46757.735 | 48904.4437 | 48904.4437 | 42319.0879 | 1580.8173 | 1953.1452 | 1953.1452 | 962.1671 | 7.0527 | 10.499 | 10.6094 | 20.7147 | 13211.348 | 13211.3598 | 13211.3602 | 19896.6631 | 1632.0306 | 2015.526 | 2015.526 | 994.878 | 816.6591 | 816.6856 | 816.6865 | 747.2259
4.46 | 1475.7233 | 1475.7944 | 1475.7968 | 385.7103 | 47134.5829 | 47279.3602 | 47279.3602 | 42476.3547 | 1979.9819 | 2300.554 | 2300.554 | 1154.4049 | 5.4147 | 7.5221 | 7.5865 | 18.0536 | 14629.3072 | 14629.3207 | 14629.3212 | 21619.0637 | 2030.7298 | 2358.0255 | 2358.0255 | 1188.2011 | 1052.863 | 1052.8981 | 1052.8993 | 1027.9746
0 | 3640.9854 | 3641.0708 | 3641.0737 | 4970.4772 | 53352.9366 | 54957.4528 | 54957.4528 | 47775.7318 | 1979.9819 | 2300.554 | 2300.554 | 1154.4049 | 5.4147 | 7.5221 | 7.5865 | 18.0536 | 14629.3072 | 14629.3207 | 14629.3212 | 21619.0637 | 2030.7298 | 2358.0255 | 2358.0255 | 1188.2011 | 1052.863 | 1052.8981 | 1052.8993 | 1027.9746
0 | 6201.0766 | 6201.1383 | 6201.1404 | 7704.275 | 53914.6461 | 54194.333 | 54194.333 | 48051.1302 | 3410.7363 | 3433.2055 | 3433.2055 | 2390.1067 | 2.3112 | 2.4592 | 2.4623 | 24.6414 | 13024.8532 | 13024.8548 | 13024.8549 | 20132.701 | 3480.333 | 3503.2451 | 3503.2451 | 2439.3893 | 1805.9312 | 1805.9543 | 1805.9551 | 2008.4055
-4.52 | 1975.1159 | 1975.1588 | 1975.1603 | 1373.718 | 38384.9907 | 38768.2404 | 38768.2404 | 37025.0904 | 3410.7363 | 3433.2055 | 3433.2055 | 2390.1067 | 2.3112 | 2.4592 | 2.4623 | 24.6414 | 13024.8532 | 13024.8548 | 13024.8549 | 20132.701 | 3480.333 | 3503.2451 | 3503.2451 | 2439.3893 | 1805.9312 | 1805.9543 | 1805.9551 | 2008.4055
-4.52 | 1888.1216 | 1888.1697 | 1888.1713 | 2438.3643 | 38636.8897 | 38895.2578 | 38895.2578 | 37216.0351 | 3510.5693 | 3528.2544 | 3528.2544 | 2627.1267 | 0.16084 | 0.19702 | 0.1993 | 34.3724 | 10927.0439 | 10927.0459 | 10927.046 | 18067.5446 | 3602.0763 | 3619.9112 | 3619.9112 | 2695.8712 | 1150.266 | 1150.2883 | 1150.289 | 1289.337
-7.52 | 1572.3915 | 1572.4101 | 1572.4108 | 1429.6467 | 27914.4919 | 28119.3552 | 28119.3552 | 29128.4213 | 3510.5693 | 3528.2544 | 3528.2544 | 2627.1267 | 0.16084 | 0.19702 | 0.1993 | 34.3724 | 10927.0439 | 10927.0459 | 10927.046 | 18067.5446 | 3602.0763 | 3619.9112 | 3619.9112 | 2695.8712 | 1150.266 | 1150.2883 | 1150.289 | 1289.337
-7.52 | 1163.138 | 1163.1457 | 1163.1459 | 1551.2828 | 28219.6935 | 28399.7116 | 28399.7116 | 29357.6964 | 2861.9678 | 2879.4027 | 2879.4027 | 2232.7103 | 0.18295 | 0.27999 | 0.28347 | 26.3707 | 9432.5926 | 9432.6005 | 9432.6008 | 16422.3407 | 2929.7845 | 2947.5447 | 2947.5447 | 2285.4516 | 714.5672 | 714.569 | 714.569 | 866.3827
-10.52 | 986.0082 | 986.0104 | 986.0105 | 1047.8654 | 19570.5487 | 19697.2864 | 19697.2864 | 22501.3415 | 2861.9678 | 2879.4027 | 2879.4027 | 2232.7103 | 0.18295 | 0.27999 | 0.28347 | 26.3707 | 9432.5926 | 9432.6005 | 9432.6008 | 16422.3407 | 2929.7845 | 2947.5447 | 2947.5447 | 2285.4516 | 714.5672 | 714.569 | 714.569 | 866.3827
-10.52 | 722.4435 | 722.4447 | 722.4447 | 944.1406 | 19833.0359 | 19950.1179 | 19950.1179 | 22691.5578 | 2136.5065 | 2144.6251 | 2144.6251 | 1702.6877 | 1.0915 | 1.1408 | 1.143 | 18.7264 | 8511.9506 | 8511.9604 | 8511.9607 | 15323.634 | 2184.7685 | 2193.073 | 2193.073 | 1740.1405 | 418.2903 | 418.2912 | 418.2913 | 506.6684
-13.52 | 539.5722 | 539.5737 | 539.5737 | 575.8647 | 13656.1561 | 13748.3246 | 13748.3246 | 17471.1364 | 2136.5065 | 2144.6251 | 2144.6251 | 1702.6877 | 1.0915 | 1.1408 | 1.143 | 18.7264 | 8511.9506 | 8511.9604 | 8511.9607 | 15323.634 | 2184.7685 | 2193.073 | 2193.073 | 1740.1405 | 418.2903 | 418.2912 | 418.2913 | 506.6684
-13.52 | 380.6483 | 380.6486 | 380.6486 | 459.8542 | 13803.1164 | 13886.6888 | 13886.6888 | 17591.4226 | 1701.2508 | 1701.3915 | 1701.3915 | 1331.7975 | 1.8506 | 1.9009 | 1.9022 | 16.1076 | 8044.2517 | 8044.2622 | 8044.2625 | 14751.6159 | 1737.6812 | 1737.9806 | 1737.9806 | 1364.0127 | 293.0926 | 293.0929 | 293.0929 | 271.1893
-16.52 | 551.2037 | 551.2043 | 551.2043 | 353.7137 | 9620.1487 | 9702.823 | 9702.823 | 13499.3845 | 1701.2508 | 1701.3915 | 1701.3915 | 1331.7975 | 1.8506 | 1.9009 | 1.9022 | 16.1076 | 8044.2517 | 8044.2622 | 8044.2625 | 14751.6159 | 1737.6812 | 1737.9806 | 1737.9806 | 1364.0127 | 293.0926 | 293.0929 | 293.0929 | 271.1893

## Wind
| Wall Total | [23 empty] | W1 | [41 empty] | W2 | [41 empty] | W3 | [41 empty] | Coupling beam shear
| M2 [kN-m] | [5 empty] | M3 [kN-m] | [5 empty] | V2 [kN] | [5 empty] | V3 [kN] | [5 empty] | M2 [kN-m] | [5 empty] | M3 [kN-m] | [5 empty] | V2 [kN] (Web only) | [5 empty] | V3 [kN] (Flange only) | [5 empty] | Axial [kN] | [5 empty] | V2 [kN] | [5 empty] | V3 [kN] | [5 empty] | M2 [kN-m] | [5 empty] | M3 [kN-m] | [5 empty] | V2 [kN] (Web only) | [6 empty] | V3 [kN] (Flange only) |  |  |  |  | Axial [kN] | [5 empty] | V2 [kN] | [5 empty] | V3 [kN] | [6 empty] | M2 [kN-m] | [5 empty] | M3 [kN-m] | [5 empty] | V2 [kN] (Web only) | [5 empty] | V3 [kN] (Flange only) | [5 empty] | Axial [kN] | [5 empty] | V2 [kN] | [5 empty] | V3 [kN] |  |  |  |  | W1-W2 [kN] | [5 empty] | W2-W3 [kN]
Elvs | AX | AY | BX | BY | C | D | AX | AY | BX | BY | C | D | AX | AY | BX | BY | C | D | AX | AY | BX | BY | C | D | AX | AY | BX | BY | C | D | AX | AY | BX | BY | C | D | AX | AY | BX | BY | C | D | AX | AY | BX | BY | C | D | AX | AY | BX | BY | C | D | AX | AY | BX | BY | C | D | AX | AY | BX | BY | C | D | AX | AY | BX | BY | C | D | AX | AY | BX | BY | C | D | AX | AY | BX | BY | C | D | AX | AY | BX | BY | C | D | AX | AY | BX | BY | C | D | AX | AY | BX | BY | C | D | AX | AY | BX | BY | C | D | AX | AY | BX | BY | C | D | AX | AY | BX | BY | C | D | AX | AY | BX | BY | C | D | AX | AY | BX | BY | C | D | AX | AY | BX | BY | C | D | AX | AY | BX | BY | C | D | AX | AY | BX | BY | C | D | AX | AY | BX | BY | C | D | AX | AY | BX | BY | C | D
90150
85080
85080
82300
82300
79520
79520
76740
76740
73960
73960
71180
71180
68400
68400
65620
65620
62840
62840
60060
60060
57280
57280
54500
54500
51720
51720
48940
48940
46160
46160
43380
43380
40600
40600
37820
37820
35040
35040
32260
32260
29480
29480
26700
26700
23920
23920
21140
21140
18360
18360
15580
15580
12800
12800
10020
10020
7240
7240
4460
4460
0
0
-4520
-4520
-7520
-7520
-10520
-10520
-13520
-13520
-16520

## All Results
| Wall Total | [15 empty] | W1 | [28 empty] | W2 | [28 empty] | W3 | [28 empty] | Coupling beam shear
| M2 [kN-m] |  |  |  | M3 [kN-m] |  |  |  | V2 [kN] |  |  |  | V3 [kN] |  |  |  |  | M2 [kN-m] |  |  |  | M3 [kN-m] |  |  |  | V2 [kN] (Web only) |  |  |  | V3 [kN] (Flange only) |  |  |  | Axial [kN] |  |  |  | V2 [kN] |  |  |  | V3 [kN] |  |  |  |  | M2 [kN-m] |  |  |  | M3 [kN-m] |  |  |  | V2 [kN] (Web only) |  |  |  | V3 [kN] (Flange only) |  |  |  | Axial [kN] |  |  |  | V2 [kN] |  |  |  | V3 [kN] |  |  |  |  | M2 [kN-m] |  |  |  | M3 [kN-m] |  |  |  | V2 [kN] (Web only) |  |  |  | V3 [kN] (Flange only) |  |  |  | Axial [kN] |  |  |  | V2 [kN] |  |  |  | V3 [kN] |  |  |  | W1-W2 [kN] |  |  |  | W2-W3 [kN]
Elvs | RSA | RSA -veT | RSA +veT | Wind | RSA | RSA -veT | RSA +veT | Wind | RSA | RSA -veT | RSA +veT | Wind | RSA | RSA -veT | RSA +veT | Wind |  | RSA | RSA -veT | RSA +veT | Wind | RSA | RSA -veT | RSA +veT | Wind | RSA | RSA -veT | RSA +veT | Wind | RSA | RSA -veT | RSA +veT | Wind | RSA | RSA -veT | RSA +veT | Wind | RSA | RSA -veT | RSA +veT | Wind | RSA | RSA -veT | RSA +veT | Wind |  | RSA | RSA -veT | RSA +veT | Wind | RSA | RSA -veT | RSA +veT | Wind | RSA | RSA -veT | RSA +veT | Wind | RSA | RSA -veT | RSA +veT | Wind | RSA | RSA -veT | RSA +veT | Wind | RSA | RSA -veT | RSA +veT | Wind | RSA | RSA -veT | RSA +veT | Wind |  | RSA | RSA -veT | RSA +veT | Wind | RSA | RSA -veT | RSA +veT | Wind | RSA | RSA -veT | RSA +veT | Wind | RSA | RSA -veT | RSA +veT | Wind | RSA | RSA -veT | RSA +veT | Wind | RSA | RSA -veT | RSA +veT | Wind | RSA | RSA -veT | RSA +veT | Wind | RSA | RSA -veT | RSA +veT | Wind | RSA | RSA -veT | RSA +veT | Wind
90.15 | 1.706e-09 | 1.728e-09 | 1.7223e-09 | 1.2065e-09 | 2.9583e-09 | 2.9801e-09 | 2.9801e-09 | 1.0034e-09 | 431.1249 | 431.1341 | 431.1341 | 92.0044 | 328.3296 | 328.3296 | 328.3296 | 104.1653 | 90.15 | 283.4557 | 283.4557 | 283.4557 | 98.5454 | 957.473 | 1316.1098 | 1316.1098 | 329.7019 | 185.7435 | 239.231 | 239.231 | 29.0419 | 2.7389e-05 | 0.18854 | 0.18037 | 0.11066 | 331.0311 | 331.0311 | 331.0311 | 123.729 | 186.6085 | 240.6445 | 240.6445 | 29.1578 | 82.3503 | 82.3503 | 82.3503 | 28.9073 | 90.15 | 1214.041 | 1214.041 | 1214.041 | 489.009 | 551.4232 | 705.0719 | 705.0719 | 123.5896 | 196.0849 | 213.3513 | 213.3513 | 46.7657 | 3.5703e-05 | 0.19876 | 0.24284 | 0.24303 | 204.4327 | 204.4327 | 204.4327 | 50.8343 | 194.8905 | 211.4578 | 211.4578 | 46.7154 | 208.9964 | 208.9964 | 208.9964 | 64.6473 | 90.15 | 295.7803 | 295.7803 | 295.7803 | 107.9783 | 456.738 | 661.7261 | 661.7261 | 212.0556 | 177.2173 | 214.0775 | 214.0775 | 34.2195 | 3.1071e-05 | 0.22793 | 0.20029 | 0.12343 | 188.9713 | 188.9713 | 188.9713 | 72.8947 | 178.4649 | 215.9428 | 215.9428 | 34.4664 | 60.2016 | 60.2016 | 60.2016 | 10.6107 | 165.5169 | 189.5515 | 195.6186 | 70.9285 | 94.4861 | 107.7792 | 111.8476 | 43.9583
85.08 | 1664.6311 | 1664.6311 | 1664.6311 | 528.1179 | 2185.8035 | 2185.85 | 2185.85 | 466.4621 | 431.1249 | 431.1341 | 431.1341 | 92.0044 | 328.3296 | 328.3296 | 328.3296 | 104.1653 | 85.08 | 134.4992 | 134.4992 | 134.4992 | 48.0146 | 1632.5489 | 2265.1484 | 2265.1484 | 464.3054 | 185.7435 | 239.231 | 239.231 | 29.0419 | 2.7389e-05 | 0.18854 | 0.18037 | 0.11066 | 331.0311 | 331.0311 | 331.0311 | 123.729 | 186.6085 | 240.6445 | 240.6445 | 29.1578 | 82.3503 | 82.3503 | 82.3503 | 28.9073 | 85.08 | 357.6849 | 357.6849 | 357.6849 | 161.2472 | 1496.9196 | 1734.5647 | 1734.5647 | 360.4367 | 196.0849 | 213.3513 | 213.3513 | 46.7657 | 3.5703e-05 | 0.19876 | 0.24284 | 0.24303 | 204.4327 | 204.4327 | 204.4327 | 50.8343 | 194.8905 | 211.4578 | 211.4578 | 46.7154 | 208.9964 | 208.9964 | 208.9964 | 64.6473 | 85.08 | 197.7652 | 197.7652 | 197.7652 | 54.1821 | 1272.6453 | 1667.6463 | 1667.6463 | 312.6382 | 177.2173 | 214.0775 | 214.0775 | 34.2195 | 3.1071e-05 | 0.22793 | 0.20029 | 0.12343 | 188.9713 | 188.9713 | 188.9713 | 72.8947 | 178.4649 | 215.9428 | 215.9428 | 34.4664 | 60.2016 | 60.2016 | 60.2016 | 10.6107 | 165.5169 | 189.5515 | 195.6186 | 70.9285 | 94.4861 | 107.7792 | 111.8476 | 43.9583
85.08 | 1664.6311 | 1664.6311 | 1664.6311 | 528.1179 | 2185.8035 | 2185.85 | 2185.85 | 466.4621 | 1313.2536 | 1313.2975 | 1313.2975 | 242.0599 | 922.3948 | 922.3948 | 922.3948 | 275.6677 | 85.08 | 212.0276 | 212.0276 | 212.0276 | 89.618 | 2178.1144 | 3042.2707 | 3042.2707 | 680.0193 | 485.7269 | 596.9999 | 596.9999 | 82.5611 | 0.00014809 | 0.77432 | 0.93097 | 0.79652 | 580.624 | 580.624 | 580.624 | 224.0693 | 493.0996 | 607.0075 | 607.0075 | 83.6241 | 125.9241 | 125.9241 | 125.9241 | 50.78 | 85.08 | 1216.1129 | 1216.1129 | 1216.1129 | 519.0204 | 1629.7439 | 1878.0955 | 1878.0955 | 411.5428 | 454.0273 | 472.3042 | 472.3042 | 90.5918 | 4.8244e-05 | 0.20329 | 0.24097 | 1.5145 | 221.6406 | 221.6406 | 221.6406 | 63.538 | 470.8178 | 489.8349 | 489.8349 | 93.6208 | 504.4978 | 504.4978 | 504.4978 | 146.6611 | 85.08 | 622.5694 | 622.5694 | 622.5694 | 212.9878 | 1734.0524 | 2349.9037 | 2349.9037 | 494.4358 | 399.6145 | 490.7734 | 490.7734 | 74.1493 | 0.00019204 | 1.0946 | 1.2993 | 1.3084 | 438.5543 | 438.5543 | 438.5543 | 160.5312 | 410.7689 | 505.6159 | 505.6159 | 76.766 | 293.7528 | 293.7528 | 293.7528 | 78.2265 | 125.0338 | 141.265 | 144.2378 | 51.1922 | 131.0621 | 146.3911 | 149.3539 | 43.8235
82.3 | 4176.9718 | 4176.9718 | 4176.9718 | 1294.474 | 5809.051 | 5809.2195 | 5809.2195 | 1139.3886 | 1313.2536 | 1313.2975 | 1313.2975 | 242.0599 | 922.3948 | 922.3948 | 922.3948 | 275.6677 | 82.3 | 145.1791 | 145.1791 | 145.1791 | 51.5505 | 1933.1578 | 2480.6501 | 2480.6501 | 498.3365 | 485.7269 | 596.9999 | 596.9999 | 82.5611 | 0.00014809 | 0.77432 | 0.93097 | 0.79652 | 580.624 | 580.624 | 580.624 | 224.0693 | 493.0996 | 607.0075 | 607.0075 | 83.6241 | 125.9241 | 125.9241 | 125.9241 | 50.78 | 82.3 | 581.7598 | 581.7598 | 581.7598 | 111.3025 | 2882.7764 | 3078.2606 | 3078.2606 | 671.8086 | 454.0273 | 472.3042 | 472.3042 | 90.5918 | 4.8244e-05 | 0.20329 | 0.24097 | 1.5145 | 221.6406 | 221.6406 | 221.6406 | 63.538 | 470.8178 | 489.8349 | 489.8349 | 93.6208 | 504.4978 | 504.4978 | 504.4978 | 146.6611 | 82.3 | 277.2003 | 277.2003 | 277.2003 | 4.4819 | 2327.8685 | 2680.0451 | 2680.0451 | 435.1445 | 399.6145 | 490.7734 | 490.7734 | 74.1493 | 0.00019204 | 1.0946 | 1.2993 | 1.3084 | 438.5543 | 438.5543 | 438.5543 | 160.5312 | 410.7689 | 505.6159 | 505.6159 | 76.766 | 293.7528 | 293.7528 | 293.7528 | 78.2265 | 125.0338 | 141.265 | 144.2378 | 51.1922 | 131.0621 | 146.3911 | 149.3539 | 43.8235
82.3 | 4176.9718 | 4176.9718 | 4176.9718 | 1294.474 | 5809.051 | 5809.2195 | 5809.2195 | 1139.3886 | 1830.6072 | 1830.6846 | 1830.6846 | 356.562 | 1213.2598 | 1213.2598 | 1213.2598 | 407.5341 | 82.3 | 339.3021 | 339.3021 | 339.3021 | 138.7895 | 2430.4013 | 3255.7651 | 3255.7651 | 744.7786 | 653.8864 | 794.4342 | 794.4342 | 117.3597 | 0.00014029 | 0.51385 | 0.55558 | 0.4719 | 914.1588 | 914.1588 | 914.1588 | 364.0031 | 660.2879 | 802.6288 | 802.6288 | 118.2927 | 214.748 | 214.748 | 214.748 | 83.0064 | 82.3 | 1367.245 | 1367.245 | 1367.245 | 625.4628 | 3042.1666 | 3248.6586 | 3248.6586 | 732.9564 | 646.9812 | 662.0157 | 662.0157 | 133.3705 | 6.2399e-05 | 0.3887 | 0.44914 | 1.8087 | 215.06 | 215.06 | 215.06 | 71.5104 | 666.479 | 682.844 | 682.844 | 136.9879 | 679.2167 | 679.2167 | 679.2167 | 223.3475 | 82.3 | 571.8418 | 571.8418 | 571.8418 | 234.1781 | 2755.9166 | 3374.9569 | 3374.9569 | 563.8119 | 595.8103 | 718.6576 | 718.6576 | 105.1378 | 0.00019155 | 0.88027 | 0.96374 | 1.2716 | 803.5011 | 803.5011 | 803.5011 | 292.4927 | 610.5475 | 736.4462 | 736.4462 | 107.681 | 321.6534 | 321.6534 | 321.6534 | 101.1802 | 168.818 | 188.944 | 191.4778 | 69.9669 | 191.3501 | 210.5564 | 213.0168 | 65.9807
79.52 | 7376.2382 | 7376.2382 | 7376.2382 | 2427.4189 | 10822.896 | 10823.2796 | 10823.2796 | 2130.631 | 1830.6072 | 1830.6846 | 1830.6846 | 356.562 | 1213.2598 | 1213.2598 | 1213.2598 | 407.5341 | 79.52 | 268.6219 | 268.6219 | 268.6219 | 91.9683 | 2712.2983 | 3141.9544 | 3141.9544 | 596.7888 | 653.8864 | 794.4342 | 794.4342 | 117.3597 | 0.00014029 | 0.51385 | 0.55558 | 0.4719 | 914.1588 | 914.1588 | 914.1588 | 364.0031 | 660.2879 | 802.6288 | 802.6288 | 118.2927 | 214.748 | 214.748 | 214.748 | 83.0064 | 79.52 | 954.064 | 954.064 | 954.064 | 4.5567 | 4868.1456 | 5029.143 | 5029.143 | 1113.7827 | 646.9812 | 662.0157 | 662.0157 | 133.3705 | 6.2399e-05 | 0.3887 | 0.44914 | 1.8087 | 215.06 | 215.06 | 215.06 | 71.5104 | 666.479 | 682.844 | 682.844 | 136.9879 | 679.2167 | 679.2167 | 679.2167 | 223.3475 | 79.52 | 434.1583 | 434.1583 | 434.1583 | 47.1028 | 3973.7696 | 4242.8118 | 4242.8118 | 763.7906 | 595.8103 | 718.6576 | 718.6576 | 105.1378 | 0.00019155 | 0.88027 | 0.96374 | 1.2716 | 803.5011 | 803.5011 | 803.5011 | 292.4927 | 610.5475 | 736.4462 | 736.4462 | 107.681 | 321.6534 | 321.6534 | 321.6534 | 101.1802 | 168.818 | 188.944 | 191.4778 | 69.9669 | 191.3501 | 210.5564 | 213.0168 | 65.9807
79.52 | 7376.2382 | 7376.2382 | 7376.2382 | 2427.4189 | 10822.896 | 10823.2796 | 10823.2796 | 2130.631 | 2115.6377 | 2115.7489 | 2115.7489 | 469.7269 | 1402.7862 | 1402.7862 | 1402.7862 | 537.8875 | 79.52 | 347.8377 | 347.8377 | 347.8377 | 163.4749 | 3060.7684 | 3847.5509 | 3847.5509 | 840.8323 | 838.4011 | 1012.9902 | 1012.9902 | 158.2851 | 0.00017722 | 0.79997 | 0.88203 | 0.85462 | 1322.851 | 1322.851 | 1322.851 | 551.4507 | 848.1539 | 1025.5093 | 1025.5093 | 159.7234 | 233.9792 | 233.9792 | 233.9792 | 103.7285 | 79.52 | 1457.1027 | 1457.1027 | 1457.1027 | 695.8343 | 5082.9817 | 5266.4643 | 5266.4643 | 1196.1687 | 745.9995 | 765.0156 | 765.0156 | 173.5529 | 7.1464e-05 | 0.44069 | 0.48006 | 2.478 | 208.6825 | 208.6825 | 208.6825 | 80.0159 | 768.7518 | 789.1815 | 789.1815 | 178.509 | 780.9592 | 780.9592 | 780.9592 | 296.9209 | 79.52 | 650.6287 | 650.6287 | 650.6287 | 276.4527 | 4417.2546 | 5020.9381 | 5020.9381 | 820.3721 | 684.5901 | 837.0086 | 837.0086 | 144.2229 | 0.00023529 | 1.2845 | 1.416 | 1.9035 | 1244.46 | 1244.46 | 1244.46 | 471.4347 | 701.5196 | 858.334 | 858.334 | 148.0299 | 389.0871 | 389.0871 | 389.0871 | 137.2381 | 212.1415 | 238.2805 | 241.1292 | 93.7238 | 237.1949 | 261.5173 | 264.1433 | 89.471
76.74 | 10847.3642 | 10847.3642 | 10847.3642 | 3922.7461 | 16504.5949 | 16505.2877 | 16505.2877 | 3436.4717 | 2115.6377 | 2115.7489 | 2115.7489 | 469.7269 | 1402.7862 | 1402.7862 | 1402.7862 | 537.8875 | 76.74 | 318.4178 | 318.4178 | 318.4178 | 124.8903 | 3845.5 | 4139.2344 | 4139.2344 | 751.0804 | 838.4011 | 1012.9902 | 1012.9902 | 158.2851 | 0.00017722 | 0.79997 | 0.88203 | 0.85462 | 1322.851 | 1322.851 | 1322.851 | 551.4507 | 848.1539 | 1025.5093 | 1025.5093 | 159.7234 | 233.9792 | 233.9792 | 233.9792 | 103.7285 | 76.74 | 1219.3536 | 1219.3536 | 1219.3536 | 129.6058 | 7167.2322 | 7293.9199 | 7293.9199 | 1692.4236 | 745.9995 | 765.0156 | 765.0156 | 173.5529 | 7.1464e-05 | 0.44069 | 0.48006 | 2.478 | 208.6825 | 208.6825 | 208.6825 | 80.0159 | 768.7518 | 789.1815 | 789.1815 | 178.509 | 780.9592 | 780.9592 | 780.9592 | 296.9209 | 76.74 | 561.7775 | 561.7775 | 561.7775 | 105.0691 | 5850.1387 | 6017.8781 | 6017.8781 | 1185.9268 | 684.5901 | 837.0086 | 837.0086 | 144.2229 | 0.00023529 | 1.2845 | 1.416 | 1.9035 | 1244.46 | 1244.46 | 1244.46 | 471.4347 | 701.5196 | 858.334 | 858.334 | 148.0299 | 389.0871 | 389.0871 | 389.0871 | 137.2381 | 212.1415 | 238.2805 | 241.1292 | 93.7238 | 237.1949 | 261.5173 | 264.1433 | 89.471
76.74 | 10847.3642 | 10847.3642 | 10847.3642 | 3922.7461 | 16504.5949 | 16505.2877 | 16505.2877 | 3436.4717 | 2279.2621 | 2279.4073 | 2279.4073 | 581.5498 | 1586.6228 | 1586.6228 | 1586.6228 | 666.5792 | 76.74 | 390.727 | 390.727 | 390.727 | 195.4112 | 3912.7489 | 4616.2919 | 4616.2919 | 1005.9126 | 977.2714 | 1162.6828 | 1162.6828 | 197.3948 | 0.00018493 | 0.88175 | 0.95057 | 1.0021 | 1780.8574 | 1780.8574 | 1780.8574 | 786.5755 | 988.3356 | 1176.4742 | 1176.4742 | 199.1292 | 272.5694 | 272.5694 | 272.5694 | 128.8822 | 76.74 | 1500.2295 | 1500.2295 | 1500.2295 | 741.5169 | 7400.9457 | 7551.9439 | 7551.9439 | 1792.8194 | 804.9719 | 822.9534 | 822.9534 | 213.9254 | 7.6391e-05 | 0.51124 | 0.55483 | 3.0355 | 199.6826 | 199.6826 | 199.6826 | 87.7719 | 828.7373 | 848.3378 | 848.3378 | 219.9963 | 880.5449 | 880.5449 | 880.5449 | 367.8042 | 76.74 | 676.1736 | 676.1736 | 676.1736 | 306.0856 | 6324.0091 | 6877.2467 | 6877.2467 | 1253.4037 | 720.9568 | 884.8936 | 884.8936 | 180.7827 | 0.00022394 | 1.4334 | 1.5475 | 2.2977 | 1739.8398 | 1739.8398 | 1739.8398 | 698.8036 | 738.5564 | 906.9492 | 906.9492 | 185.378 | 435.0945 | 435.0945 | 435.0945 | 169.8928 | 245.7774 | 276.4335 | 279.3113 | 117.5624 | 276.2757 | 304.9658 | 307.6625 | 113.6844
73.96 | 14548.9255 | 14548.9256 | 14548.9256 | 5775.8363 | 22400.4643 | 22401.5609 | 22401.5609 | 5053.1803 | 2279.2621 | 2279.4073 | 2279.4073 | 581.5498 | 1586.6228 | 1586.6228 | 1586.6228 | 666.5792 | 73.96 | 381.833 | 381.833 | 381.833 | 162.8813 | 5205.7886 | 5386.3063 | 5386.3063 | 943.8278 | 977.2714 | 1162.6828 | 1162.6828 | 197.3948 | 0.00018493 | 0.88175 | 0.95057 | 1.0021 | 1780.8574 | 1780.8574 | 1780.8574 | 786.5755 | 988.3356 | 1176.4742 | 1176.4742 | 199.1292 | 272.5694 | 272.5694 | 272.5694 | 128.8822 | 73.96 | 1446.5592 | 1446.5592 | 1446.5592 | 280.9787 | 9579.0959 | 9675.6045 | 9675.6045 | 2404.4091 | 804.9719 | 822.9534 | 822.9534 | 213.9254 | 7.6391e-05 | 0.51124 | 0.55483 | 3.0355 | 199.6826 | 199.6826 | 199.6826 | 87.7719 | 828.7373 | 848.3378 | 848.3378 | 219.9963 | 880.5449 | 880.5449 | 880.5449 | 367.8042 | 73.96 | 662.6799 | 662.6799 | 662.6799 | 166.2165 | 7781.6651 | 7866.7707 | 7866.7707 | 1704.9434 | 720.9568 | 884.8936 | 884.8936 | 180.7827 | 0.00022394 | 1.4334 | 1.5475 | 2.2977 | 1739.8398 | 1739.8398 | 1739.8398 | 698.8036 | 738.5564 | 906.9492 | 906.9492 | 185.378 | 435.0945 | 435.0945 | 435.0945 | 169.8928 | 245.7774 | 276.4335 | 279.3113 | 117.5624 | 276.2757 | 304.9658 | 307.6625 | 113.6844
73.96 | 14548.9255 | 14548.9256 | 14548.9256 | 5775.8363 | 22400.4643 | 22401.5609 | 22401.5609 | 5053.1803 | 2407.7398 | 2407.9192 | 2407.9192 | 691.8862 | 1726.1257 | 1726.1257 | 1726.1257 | 793.7401 | 73.96 | 400.2742 | 400.2742 | 400.2742 | 223.2394 | 4974.474 | 5611.5195 | 5611.5195 | 1231.551 | 1096.4436 | 1291.5225 | 1291.5225 | 236.1067 | 0.00021959 | 1.0113 | 1.0843 | 1.2187 | 2277.9175 | 2277.9175 | 2277.9175 | 1069.9697 | 1109.1652 | 1307.1931 | 1307.1931 | 238.1945 | 293.672 | 293.672 | 293.672 | 152.4293 | 73.96 | 1436.1557 | 1436.1557 | 1436.1557 | 771.2023 | 9834.8227 | 9962.1565 | 9962.1565 | 2524.8016 | 848.8629 | 866.3518 | 866.3518 | 253.8824 | 7.2234e-05 | 0.5551 | 0.5977 | 3.6103 | 197.2735 | 197.2735 | 197.2735 | 95.4371 | 873.6002 | 892.8141 | 892.8141 | 261.1029 | 959.1394 | 959.1394 | 959.1394 | 438.2967 | 73.96 | 665.1131 | 665.1131 | 665.1131 | 332.3781 | 8309.9038 | 8820.7121 | 8820.7121 | 1783.6169 | 744.9532 | 918.7427 | 918.7427 | 216.9304 | 0.00022672 | 1.6371 | 1.7581 | 2.764 | 2277.455 | 2277.455 | 2277.455 | 974.5326 | 763.1385 | 941.7731 | 941.7731 | 222.4585 | 475.0978 | 475.0978 | 475.0978 | 203.0141 | 273.5153 | 308.3058 | 311.2754 | 141.6971 | 307.4435 | 339.8656 | 342.6073 | 137.8645
71.18 | 18508.8965 | 18508.8965 | 18508.8965 | 7982.4338 | 28304.429 | 28306.0244 | 28306.0244 | 6976.6239 | 2407.7398 | 2407.9192 | 2407.9192 | 691.8862 | 1726.1257 | 1726.1257 | 1726.1257 | 793.7401 | 71.18 | 430.8431 | 430.8431 | 430.8431 | 200.514 | 6700.5819 | 6787.1099 | 6787.1099 | 1406.9424 | 1096.4436 | 1291.5225 | 1291.5225 | 236.1067 | 0.00021959 | 1.0113 | 1.0843 | 1.2187 | 2277.9175 | 2277.9175 | 2277.9175 | 1069.9697 | 1109.1652 | 1307.1931 | 1307.1931 | 238.1945 | 293.672 | 293.672 | 293.672 | 152.4293 | 71.18 | 1729.8236 | 1729.8237 | 1729.8237 | 447.2625 | 12017.0292 | 12090.9485 | 12090.9485 | 3250.6677 | 848.8629 | 866.3518 | 866.3518 | 253.8824 | 7.2234e-05 | 0.5551 | 0.5977 | 3.6103 | 197.2735 | 197.2735 | 197.2735 | 95.4371 | 873.6002 | 892.8141 | 892.8141 | 261.1029 | 959.1394 | 959.1394 | 959.1394 | 438.2967 | 71.18 | 781.6573 | 781.6573 | 781.6573 | 232.001 | 9668.7642 | 9682.9683 | 9682.9683 | 2319.0138 | 744.9532 | 918.7427 | 918.7427 | 216.9304 | 0.00022672 | 1.6371 | 1.7581 | 2.764 | 2277.455 | 2277.455 | 2277.455 | 974.5326 | 763.1385 | 941.7731 | 941.7731 | 222.4585 | 475.0978 | 475.0978 | 475.0978 | 203.0141 | 273.5153 | 308.3058 | 311.2754 | 141.6971 | 307.4435 | 339.8656 | 342.6073 | 137.8645
71.18 | 18508.8965 | 18508.8965 | 18508.8965 | 7982.4338 | 28304.429 | 28306.0244 | 28306.0244 | 6976.6239 | 2532.4713 | 2532.685 | 2532.685 | 800.8709 | 1782.6608 | 1782.6608 | 1782.6608 | 919.2206 | 71.18 | 401.1103 | 401.1103 | 401.1103 | 250.8187 | 6193.4415 | 6772.9539 | 6772.9539 | 1484.0172 | 1187.8442 | 1392.5923 | 1392.5923 | 274.0224 | 0.00029202 | 1.0299 | 1.1011 | 1.4069 | 2800.8265 | 2800.8265 | 2800.8265 | 1401.2298 | 1201.6567 | 1409.5018 | 1409.5018 | 276.4381 | 307.0543 | 307.0543 | 307.0543 | 176.3319 | 71.18 | 1349.8767 | 1349.8767 | 1349.8767 | 784.5007 | 12283.6778 | 12391.0466 | 12391.0466 | 3390.5013 | 891.3653 | 908.9514 | 908.9514 | 293.4638 | 7.5357e-05 | 0.58504 | 0.62737 | 4.1756 | 207.6973 | 207.6973 | 207.6973 | 103.0228 | 917.163 | 936.5601 | 936.5601 | 301.815 | 987.8362 | 987.8362 | 987.8362 | 507.5357 | 71.18 | 628.6827 | 628.6827 | 628.6827 | 353.2897 | 10264.9612 | 10738.7001 | 10738.7001 | 2409.2563 | 776.8758 | 960.0154 | 960.0154 | 252.1474 | 0.00024553 | 1.6786 | 1.7967 | 3.1945 | 2844.6021 | 2844.6021 | 2844.6022 | 1298.2071 | 795.8803 | 984.1148 | 984.1148 | 258.5364 | 489.5219 | 489.5219 | 489.5219 | 235.3529 | 291.4961 | 329.2516 | 332.2462 | 165.6301 | 327.1354 | 362.3193 | 365.0944 | 161.8372
68.4 | 22627.2336 | 22627.2337 | 22627.2337 | 10537.867 | 34168.8164 | 34171.0058 | 34171.0058 | 9203.0449 | 2532.4713 | 2532.685 | 2532.685 | 800.8709 | 1782.6608 | 1782.6608 | 1782.6608 | 919.2206 | 68.4 | 469.4806 | 469.4806 | 469.4806 | 239.384 | 8277.9472 | 8279.6502 | 8279.6502 | 1945.3641 | 1187.8442 | 1392.5923 | 1392.5923 | 274.0224 | 0.00029202 | 1.0299 | 1.1011 | 1.4069 | 2800.8265 | 2800.8265 | 2800.8265 | 1401.2298 | 1201.6567 | 1409.5018 | 1409.5018 | 276.4381 | 307.0543 | 307.0543 | 307.0543 | 176.3319 | 68.4 | 2000.9806 | 2000.9806 | 2000.9806 | 626.4486 | 14444.3067 | 14497.7518 | 14497.7518 | 4229.5471 | 891.3653 | 908.9514 | 908.9514 | 293.4638 | 7.5357e-05 | 0.58504 | 0.62737 | 4.1756 | 207.6973 | 207.6973 | 207.6973 | 103.0228 | 917.163 | 936.5601 | 936.5601 | 301.815 | 987.8362 | 987.8362 | 987.8362 | 507.5357 | 68.4 | 882.3131 | 882.3131 | 882.3131 | 300.9915 | 11509.5623 | 11559.1151 | 11559.1151 | 3028.1337 | 776.8758 | 960.0154 | 960.0154 | 252.1474 | 0.00024553 | 1.6786 | 1.7967 | 3.1945 | 2844.6021 | 2844.6021 | 2844.6022 | 1298.2071 | 795.8803 | 984.1148 | 984.1148 | 258.5364 | 489.5219 | 489.5219 | 489.5219 | 235.3529 | 291.4961 | 329.2516 | 332.2462 | 165.6301 | 327.1354 | 362.3193 | 365.0944 | 161.8372
68.4 | 22627.2336 | 22627.2337 | 22627.2337 | 10537.867 | 34168.8164 | 34171.0058 | 34171.0058 | 9203.0449 | 2639.4573 | 2639.7051 | 2639.7051 | 908.3586 | 1791.2392 | 1791.2392 | 1791.2392 | 1043.0104 | 68.4 | 395.5848 | 395.5848 | 395.5848 | 276.2594 | 7533.8906 | 8059.2445 | 8059.2445 | 1765.2177 | 1254.3063 | 1468.363 | 1468.363 | 311.4681 | 0.00039833 | 1.0211 | 1.093 | 1.601 | 3334.3638 | 3334.3638 | 3334.3638 | 1779.6883 | 1268.9412 | 1486.2693 | 1486.2693 | 314.2104 | 310.8441 | 310.8441 | 310.8441 | 199.3453 | 68.4 | 1351.9228 | 1351.9228 | 1351.9228 | 782.195 | 14721.1546 | 14810.8001 | 14810.8001 | 4388.8698 | 926.6883 | 944.7533 | 944.7533 | 332.4772 | 7.7657e-05 | 0.59897 | 0.64134 | 4.729 | 228.3047 | 228.3048 | 228.3048 | 110.6693 | 953.45 | 973.3954 | 973.3954 | 341.9352 | 990.7734 | 990.7734 | 990.7734 | 576.2691 | 68.4 | 614.0559 | 614.0559 | 614.0559 | 369.5349 | 12173.3116 | 12611.2094 | 12611.2094 | 3130.031 | 804.4632 | 996.2181 | 996.2181 | 286.9193 | 0.00027066 | 1.6814 | 1.801 | 3.6286 | 3422.0031 | 3422.0031 | 3422.0031 | 1669.019 | 824.2024 | 1021.3373 | 1021.3373 | 294.1765 | 491.1528 | 491.1528 | 491.1528 | 267.396 | 300.5541 | 340.3344 | 343.3587 | 189.2293 | 335.3716 | 372.3076 | 375.1004 | 185.406
65.62 | 26740.5431 | 26740.5432 | 26740.5432 | 13437.4359 | 39997.5245 | 40000.4027 | 40000.4027 | 11728.2817 | 2639.4573 | 2639.7051 | 2639.7051 | 908.3586 | 1791.2392 | 1791.2392 | 1791.2392 | 1043.0104 | 65.62 | 490.3141 | 490.3141 | 490.3141 | 277.9206 | 9906.7657 | 9985.5838 | 9985.5838 | 2557.649 | 1254.3063 | 1468.363 | 1468.363 | 311.4681 | 0.00039833 | 1.0211 | 1.093 | 1.601 | 3334.3638 | 3334.3638 | 3334.3638 | 1779.6883 | 1268.9412 | 1486.2693 | 1486.2693 | 314.2104 | 310.8441 | 310.8441 | 310.8441 | 199.3453 | 65.62 | 2195.3945 | 2195.3946 | 2195.3946 | 819.8329 | 16855.0091 | 16889.2065 | 16889.2065 | 5339.4496 | 926.6883 | 944.7533 | 944.7533 | 332.4772 | 7.7657e-05 | 0.59897 | 0.64134 | 4.729 | 228.3047 | 228.3048 | 228.3048 | 110.6693 | 953.45 | 973.3954 | 973.3954 | 341.9352 | 990.7734 | 990.7734 | 990.7734 | 576.2691 | 65.62 | 947.6308 | 947.6308 | 947.6308 | 373.826 | 13317.9698 | 13428.107 | 13428.107 | 3831.1831 | 804.4632 | 996.2181 | 996.2181 | 286.9193 | 0.00027066 | 1.6814 | 1.801 | 3.6286 | 3422.0031 | 3422.0031 | 3422.0031 | 1669.019 | 824.2024 | 1021.3373 | 1021.3373 | 294.1765 | 491.1528 | 491.1528 | 491.1528 | 267.396 | 300.5541 | 340.3344 | 343.3587 | 189.2293 | 335.3716 | 372.3076 | 375.1004 | 185.406
65.62 | 26740.5431 | 26740.5432 | 26740.5432 | 13437.4359 | 39997.5245 | 40000.4027 | 40000.4027 | 11728.2817 | 2701.2946 | 2701.5764 | 2701.5764 | 1014.3438 | 1799.0385 | 1799.0385 | 1799.0385 | 1165.099 | 65.62 | 393.5964 | 393.5964 | 393.5964 | 300.6254 | 8975.4522 | 9443.5733 | 9443.5733 | 2265.7343 | 1291.8169 | 1509.7694 | 1509.7694 | 348.3489 | 0.00056838 | 1.0185 | 1.09 | 1.7897 | 3863.5647 | 3863.5647 | 3863.5647 | 2204.2845 | 1306.8738 | 1528.1737 | 1528.1737 | 351.4239 | 313.9778 | 313.9778 | 313.9778 | 222.7674 | 65.62 | 1409.5109 | 1409.511 | 1409.511 | 761.4371 | 17137.4574 | 17209.6849 | 17209.6849 | 5517.8469 | 944.7919 | 962.5532 | 962.5532 | 370.7828 | 9.2053e-05 | 0.60348 | 0.64596 | 5.2918 | 252.2383 | 252.2383 | 252.2383 | 118.5489 | 972.1175 | 991.8098 | 991.8098 | 381.3664 | 994.5936 | 994.5936 | 994.5936 | 643.8219 | 65.62 | 619.6579 | 619.6579 | 619.6579 | 379.7138 | 14041.8184 | 14440.5902 | 14440.5902 | 3944.7005 | 809.4049 | 1005.2125 | 1005.2125 | 321.0822 | 0.00031955 | 1.685 | 1.8039 | 4.0592 | 3991.3787 | 3991.3787 | 3991.3787 | 2085.7356 | 829.3087 | 1030.6344 | 1030.6344 | 329.2007 | 492.2403 | 492.2403 | 492.2403 | 298.5096 | 304.2548 | 345.3627 | 348.3954 | 212.2981 | 337.656 | 375.7315 | 378.5338 | 208.3583
62.84 | 30737.5379 | 30737.538 | 30737.538 | 16676.4111 | 45767.1942 | 45770.856 | 45770.856 | 14548.1574 | 2701.2946 | 2701.5764 | 2701.5764 | 1014.3438 | 1799.0385 | 1799.0385 | 1799.0385 | 1165.099 | 62.84 | 505.3833 | 505.3833 | 505.3833 | 318.668 | 11560.7227 | 11707.8151 | 11707.8151 | 3242.6928 | 1291.8169 | 1509.7694 | 1509.7694 | 348.3489 | 0.00056838 | 1.0185 | 1.09 | 1.7897 | 3863.5647 | 3863.5647 | 3863.5647 | 2204.2845 | 1306.8738 | 1528.1737 | 1528.1737 | 351.4239 | 313.9778 | 313.9778 | 313.9778 | 222.7674 | 62.84 | 2334.343 | 2334.343 | 2334.343 | 1028.3879 | 19231.444 | 19248.9269 | 19248.9269 | 6578.0453 | 944.7919 | 962.5532 | 962.5532 | 370.7828 | 9.2053e-05 | 0.60348 | 0.64596 | 5.2918 | 252.2383 | 252.2383 | 252.2383 | 118.5489 | 972.1175 | 991.8098 | 991.8098 | 381.3664 | 994.5936 | 994.5936 | 994.5936 | 643.8219 | 62.84 | 991.7273 | 991.7273 | 991.7273 | 450.143 | 15090.6119 | 15251.5255 | 15251.5255 | 4727.4193 | 809.4049 | 1005.2125 | 1005.2125 | 321.0822 | 0.00031955 | 1.685 | 1.8039 | 4.0592 | 3991.3787 | 3991.3787 | 3991.3787 | 2085.7356 | 829.3087 | 1030.6344 | 1030.6344 | 329.2007 | 492.2403 | 492.2403 | 492.2403 | 298.5096 | 304.2548 | 345.3627 | 348.3954 | 212.2981 | 337.656 | 375.7315 | 378.5338 | 208.3583
62.84 | 30737.5379 | 30737.538 | 30737.538 | 16676.4111 | 45767.1942 | 45770.856 | 45770.856 | 14548.1574 | 2706.0488 | 2706.3646 | 2706.3646 | 1118.8209 | 1808.6729 | 1808.6729 | 1808.6729 | 1285.4752 | 62.84 | 386.7972 | 386.7972 | 386.7972 | 319.8831 | 10495.9569 | 10911.2617 | 10911.2617 | 2921.0087 | 1304.9584 | 1522.391 | 1522.391 | 385.1101 | 0.00083511 | 1.0354 | 1.1077 | 1.9864 | 4376.8451 | 4376.8451 | 4376.8451 | 2672.9618 | 1320.1339 | 1540.8956 | 1540.8956 | 388.475 | 312.0638 | 312.0638 | 312.0638 | 242.468 | 62.84 | 1467.1147 | 1467.1147 | 1467.1147 | 718.0648 | 19513.9135 | 19571.0011 | 19571.0011 | 6774.7255 | 942.7927 | 959.7393 | 959.7393 | 408.3644 | 0.00011663 | 0.59548 | 0.63747 | 5.7544 | 275.6568 | 275.6568 | 275.6568 | 126.5274 | 969.7889 | 988.6915 | 988.6915 | 419.8733 | 1004.4133 | 1004.4133 | 1004.4133 | 713.6053 | 62.84 | 626.0421 | 626.0421 | 626.0421 | 382.9434 | 15863.9794 | 16225.8583 | 16225.8583 | 4852.4231 | 797.2798 | 993.3324 | 993.3324 | 355.4033 | 0.00042525 | 1.705 | 1.8246 | 4.4529 | 4539.733 | 4539.733 | 4539.733 | 2546.4344 | 816.7048 | 1018.2481 | 1018.2481 | 364.3092 | 494.1091 | 494.1091 | 494.1091 | 329.4019 | 305.2722 | 347.2612 | 350.2935 | 234.3386 | 337.7587 | 376.6209 | 379.4224 | 230.3494
60.06 | 34566.2202 | 34566.2203 | 34566.2203 | 20250.0322 | 51400.6088 | 51405.1485 | 51405.1485 | 17658.4795 | 2706.0488 | 2706.3646 | 2706.3646 | 1118.8209 | 1808.6729 | 1808.6729 | 1808.6729 | 1285.4752 | 60.06 | 511.6002 | 511.6002 | 511.6002 | 354.178 | 13220.3906 | 13418.8032 | 13418.8032 | 4000.9692 | 1304.9584 | 1522.391 | 1522.391 | 385.1101 | 0.00083511 | 1.0354 | 1.1077 | 1.9864 | 4376.8451 | 4376.8451 | 4376.8451 | 2672.9618 | 1320.1339 | 1540.8956 | 1540.8956 | 388.475 | 312.0638 | 312.0638 | 312.0638 | 242.468 | 60.06 | 2472.3412 | 2472.3412 | 2472.3412 | 1265.7578 | 21535.1602 | 21539.6986 | 21539.6986 | 7941.9732 | 942.7927 | 959.7393 | 959.7393 | 408.3644 | 0.00011663 | 0.59548 | 0.63747 | 5.7544 | 275.6568 | 275.6568 | 275.6568 | 126.5274 | 969.7889 | 988.6915 | 988.6915 | 419.8733 | 1004.4133 | 1004.4133 | 1004.4133 | 713.6053 | 60.06 | 1034.0612 | 1034.0612 | 1034.0612 | 532.794 | 16791.4466 | 16989.8579 | 16989.8579 | 5715.537 | 797.2798 | 993.3324 | 993.3324 | 355.4033 | 0.00042525 | 1.705 | 1.8246 | 4.4529 | 4539.733 | 4539.733 | 4539.733 | 2546.4344 | 816.7048 | 1018.2481 | 1018.2481 | 364.3092 | 494.1091 | 494.1091 | 494.1091 | 329.4019 | 305.2722 | 347.2612 | 350.2935 | 234.3386 | 337.7587 | 376.6209 | 379.4224 | 230.3494
60.06 | 34566.2202 | 34566.2203 | 34566.2203 | 20250.0322 | 51400.6088 | 51405.1485 | 51405.1485 | 17658.4795 | 2669.9713 | 2670.3208 | 2670.3208 | 1221.6439 | 1809.8383 | 1809.8383 | 1809.8383 | 1403.9876 | 60.06 | 385.542 | 385.542 | 385.542 | 341.0582 | 12073.4408 | 12449.1732 | 12449.1732 | 3650.4412 | 1274.945 | 1490.2099 | 1490.2099 | 419.0319 | 0.0012416 | 1.0401 | 1.113 | 2.1969 | 4865.3626 | 4865.3626 | 4865.3626 | 3183.0082 | 1290.3364 | 1509.017 | 1509.017 | 422.936 | 317.1029 | 317.1029 | 317.1029 | 268.8595 | 60.06 | 1532.9601 | 1532.9601 | 1532.9601 | 634.0471 | 21811.2074 | 21856.8136 | 21856.8136 | 8156.2635 | 930.8792 | 946.2934 | 946.2934 | 444.9343 | 0.0001459 | 0.58512 | 0.62621 | 6.6497 | 297.4579 | 297.4579 | 297.4579 | 135.4625 | 959.0371 | 976.3773 | 976.3773 | 458.2337 | 1000.056 | 1000.056 | 1000.056 | 773.7515 | 60.06 | 633.1581 | 633.1582 | 633.1582 | 373.5114 | 17600.4842 | 17935.15 | 17935.15 | 5851.7748 | 789.6886 | 985.0084 | 985.0084 | 385.6593 | 0.00062887 | 1.7268 | 1.848 | 5.0435 | 5056.8567 | 5056.8567 | 5056.8567 | 3047.5457 | 809.7338 | 1010.7247 | 1010.7247 | 395.7462 | 494.722 | 494.722 | 494.722 | 361.3766 | 304.0261 | 346.6547 | 349.6805 | 255.0232 | 334.9627 | 374.3807 | 377.1769 | 250.5557
57.28 | 38192.9242 | 38192.9244 | 38192.9244 | 24153.1176 | 56790.2024 | 56795.7137 | 56795.7137 | 21054.6496 | 2669.9713 | 2670.3208 | 2670.3208 | 1221.6439 | 1809.8383 | 1809.8383 | 1809.8383 | 1403.9876 | 57.28 | 531.9576 | 531.9576 | 531.9576 | 406.3712 | 14821.3651 | 15053.565 | 15053.565 | 4826.2032 | 1274.945 | 1490.2099 | 1490.2099 | 419.0319 | 0.0012416 | 1.0401 | 1.113 | 2.1969 | 4865.3626 | 4865.3626 | 4865.3626 | 3183.0082 | 1290.3364 | 1509.017 | 1509.017 | 422.936 | 317.1029 | 317.1029 | 317.1029 | 268.8595 | 57.28 | 2608.5949 | 2608.5949 | 2608.5949 | 1516.982 | 23731.1655 | 23733.7651 | 23733.7651 | 9430.1532 | 930.8792 | 946.2934 | 946.2934 | 444.9343 | 0.0001459 | 0.58512 | 0.62621 | 6.6497 | 297.4579 | 297.4579 | 297.4579 | 135.4625 | 959.0371 | 976.3773 | 976.3773 | 458.2337 | 1000.056 | 1000.056 | 1000.056 | 773.7515 | 57.28 | 1083.5997 | 1083.5997 | 1083.5997 | 631.1156 | 18406.5576 | 18630.6466 | 18630.6466 | 6798.2932 | 789.6886 | 985.0084 | 985.0084 | 385.6593 | 0.00062887 | 1.7268 | 1.848 | 5.0435 | 5056.8567 | 5056.8567 | 5056.8567 | 3047.5457 | 809.7338 | 1010.7247 | 1010.7247 | 395.7462 | 494.722 | 494.722 | 494.722 | 361.3766 | 304.0261 | 346.6547 | 349.6805 | 255.0232 | 334.9627 | 374.3807 | 377.1769 | 250.5557
57.28 | 38192.9242 | 38192.9244 | 38192.9244 | 24153.1176 | 56790.2024 | 56795.7137 | 56795.7137 | 21054.6496 | 2628.8032 | 2629.1861 | 2629.1861 | 1322.9469 | 1811.6387 | 1811.6387 | 1811.6387 | 1520.6244 | 57.28 | 402.3528 | 402.3528 | 402.3528 | 375.4887 | 13594.7695 | 13972.5909 | 13972.5909 | 4429.3271 | 1217.0539 | 1431.9493 | 1431.9493 | 451.5557 | 0.0018774 | 0.98531 | 1.0547 | 2.2655 | 5344.0108 | 5344.0108 | 5344.0108 | 3757.2502 | 1230.6999 | 1448.9141 | 1448.9141 | 455.3102 | 322.4161 | 322.4161 | 322.4161 | 295.5306 | 57.28 | 1673.4426 | 1673.4426 | 1673.4426 | 623.6027 | 24010.8495 | 24053.6348 | 24053.6348 | 9673.4655 | 935.7985 | 949.0379 | 949.0379 | 487.935 | 0.00019984 | 0.63489 | 0.67924 | 6.6084 | 316.7217 | 316.7217 | 316.7218 | 145.4786 | 961.3683 | 976.7004 | 976.7004 | 501.1517 | 998.5682 | 998.5682 | 998.5682 | 835.4192 | 57.28 | 678.476 | 678.476 | 678.476 | 388.6115 | 19266.176 | 19606.7234 | 19606.7234 | 6951.857 | 805.5455 | 1002.4596 | 1002.4596 | 415.3209 | 0.000948 | 1.6652 | 1.7822 | 5.1335 | 5557.1998 | 5557.1999 | 5557.1999 | 3611.7716 | 824.6445 | 1027.1436 | 1027.1436 | 425.5878 | 492.8398 | 492.8398 | 492.8398 | 389.6746 | 315.0164 | 360.0157 | 363.1633 | 287.121 | 344.8095 | 386.2583 | 389.1586 | 282.1129
54.5 | 41594.0663 | 41594.0664 | 41594.0664 | 28380.4535 | 61843.6762 | 61850.2521 | 61850.2521 | 24732.442 | 2628.8032 | 2629.1861 | 2629.1861 | 1322.9469 | 1811.6387 | 1811.6387 | 1811.6387 | 1520.6244 | 54.5 | 536.153 | 536.153 | 536.153 | 446.0865 | 16258.7296 | 16487.5437 | 16487.5437 | 5695.0894 | 1217.0539 | 1431.9493 | 1431.9493 | 451.5557 | 0.0018774 | 0.98531 | 1.0547 | 2.2655 | 5344.0108 | 5344.0108 | 5344.0108 | 3757.2502 | 1230.6999 | 1448.9141 | 1448.9141 | 455.3102 | 322.4161 | 322.4161 | 322.4161 | 295.5306 | 54.5 | 2655.1406 | 2655.1406 | 2655.1406 | 1698.8625 | 25827.8147 | 25827.9766 | 25827.9766 | 11066.6671 | 935.7985 | 949.0379 | 949.0379 | 487.935 | 0.00019984 | 0.63489 | 0.67924 | 6.6084 | 316.7217 | 316.7217 | 316.7218 | 145.4786 | 961.3683 | 976.7004 | 976.7004 | 501.1517 | 998.5682 | 998.5682 | 998.5682 | 835.4192 | 54.5 | 1089.8728 | 1089.8728 | 1089.8728 | 694.6839 | 19936.5718 | 20158.9719 | 20158.9719 | 7970.6855 | 805.5455 | 1002.4596 | 1002.4596 | 415.3209 | 0.000948 | 1.6652 | 1.7822 | 5.1335 | 5557.1998 | 5557.1999 | 5557.1999 | 3611.7716 | 824.6445 | 1027.1436 | 1027.1436 | 425.5878 | 492.8398 | 492.8398 | 492.8398 | 389.6746 | 315.0164 | 360.0157 | 363.1633 | 287.121 | 344.8095 | 386.2583 | 389.1586 | 282.1129
54.5 | 41594.0663 | 41594.0664 | 41594.0664 | 28380.4535 | 61843.6762 | 61850.2521 | 61850.2521 | 24732.442 | 2614.4779 | 2614.8941 | 2614.8941 | 1422.5836 | 1826.5458 | 1826.5458 | 1826.5458 | 1635.3736 | 54.5 | 406.9734 | 406.9734 | 406.9734 | 391.2056 | 15049.7489 | 15440.0017 | 15440.0017 | 5269.2169 | 1151.8531 | 1367.7532 | 1367.7532 | 486.2954 | 0.0028384 | 1.0308 | 1.1027 | 2.5133 | 5793.204 | 5793.2041 | 5793.2041 | 4371.7858 | 1165.2697 | 1384.6011 | 1384.6011 | 490.6195 | 321.4559 | 321.4559 | 321.4559 | 313.9545 | 54.5 | 1806.5327 | 1806.5327 | 1806.5327 | 590.3292 | 26093.6039 | 26140.4166 | 26140.4166 | 11327.8145 | 936.3178 | 949.4497 | 949.4497 | 522.8971 | 0.00028662 | 0.60385 | 0.64564 | 7.5045 | 332.006 | 332.0061 | 332.0061 | 156.5836 | 963.8352 | 978.9681 | 978.9681 | 537.9062 | 1009.6282 | 1009.6282 | 1009.6282 | 900.8603 | 54.5 | 724.9597 | 724.9598 | 724.9598 | 396.3992 | 20788.1589 | 21138.175 | 21138.175 | 8135.4106 | 842.6327 | 1040.6764 | 1040.6764 | 447.4591 | 0.0015038 | 1.7262 | 1.8463 | 5.7081 | 6021.6637 | 6021.6638 | 6021.6638 | 4215.2022 | 863.3471 | 1067.1294 | 1067.1294 | 458.8754 | 497.6005 | 497.6006 | 497.6006 | 420.5588 | 314.564 | 360.09 | 363.2266 | 307.2678 | 343.058 | 384.941 | 387.8297 | 301.7153
51.72 | 44766.9264 | 44766.9266 | 44766.9266 | 32926.7921 | 66515.909 | 66523.6419 | 66523.6419 | 28687.2245 | 2614.4779 | 2614.8941 | 2614.8941 | 1422.5836 | 1826.5458 | 1826.5458 | 1826.5458 | 1635.3736 | 51.72 | 535.4387 | 535.4387 | 535.4387 | 481.5879 | 17567.9698 | 17787.4584 | 17787.4584 | 6633.1391 | 1151.8531 | 1367.7532 | 1367.7532 | 486.2954 | 0.0028384 | 1.0308 | 1.1027 | 2.5133 | 5793.204 | 5793.2041 | 5793.2041 | 4371.7858 | 1165.2697 | 1384.6011 | 1384.6011 | 490.6195 | 321.4559 | 321.4559 | 321.4559 | 313.9545 | 51.72 | 2701.3393 | 2701.3393 | 2701.3393 | 1914.0624 | 27773.3002 | 27778.0433 | 27778.0433 | 12823.1936 | 936.3178 | 949.4497 | 949.4497 | 522.8971 | 0.00028662 | 0.60385 | 0.64564 | 7.5045 | 332.006 | 332.0061 | 332.0061 | 156.5836 | 963.8352 | 978.9681 | 978.9681 | 537.9062 | 1009.6282 | 1009.6282 | 1009.6282 | 900.8603 | 51.72 | 1101.4403 | 1101.4404 | 1101.4404 | 772.7543 | 21362.7148 | 21579.2136 | 21579.2136 | 9230.8918 | 842.6327 | 1040.6764 | 1040.6764 | 447.4591 | 0.0015038 | 1.7262 | 1.8463 | 5.7081 | 6021.6637 | 6021.6638 | 6021.6638 | 4215.2022 | 863.3471 | 1067.1294 | 1067.1294 | 458.8754 | 497.6005 | 497.6006 | 497.6006 | 420.5588 | 314.564 | 360.09 | 363.2266 | 307.2678 | 343.058 | 384.941 | 387.8297 | 301.7153
51.72 | 44766.9264 | 44766.9266 | 44766.9266 | 32926.7921 | 66515.909 | 66523.6419 | 66523.6419 | 28687.2245 | 2634.4133 | 2634.8624 | 2634.8624 | 1520.4076 | 1853.651 | 1853.651 | 1853.651 | 1748.0821 | 51.72 | 419.9319 | 419.9319 | 419.9319 | 411.4678 | 16416.3246 | 16823.9511 | 16823.9511 | 6180.2044 | 1089.4891 | 1306.2314 | 1306.2314 | 520.4765 | 0.0042785 | 1.0452 | 1.1166 | 2.6739 | 6214.0389 | 6214.039 | 6214.039 | 5027.29 | 1101.8478 | 1322.0091 | 1322.0091 | 525.0509 | 326.5391 | 326.5391 | 326.5391 | 335.5487 | 51.72 | 1922.3175 | 1922.3176 | 1922.3176 | 528.9986 | 28019.9845 | 28071.7732 | 28071.7732 | 13100.4849 | 948.5914 | 961.3973 | 961.3973 | 558.1698 | 0.00042113 | 0.62116 | 0.66353 | 7.9224 | 343.4879 | 343.488 | 343.488 | 167.5253 | 976.5013 | 991.3589 | 991.3589 | 574.0147 | 1024.9574 | 1024.9574 | 1024.9574 | 963.407 | 51.72 | 766.7595 | 766.7595 | 766.7595 | 392.7206 | 22178.9664 | 22542.5371 | 22542.5371 | 9406.5351 | 879.6891 | 1078.8106 | 1078.8106 | 479.2538 | 0.0023907 | 1.7479 | 1.8671 | 6.0608 | 6453.1405 | 6453.1406 | 6453.1406 | 4859.7648 | 901.1047 | 1105.9592 | 1105.9592 | 491.3754 | 504.4235 | 504.4235 | 504.4235 | 449.1264 | 316.7376 | 362.882 | 366.0043 | 327.7521 | 345.3766 | 387.8725 | 390.7516 | 322.2813
48.94 | 47728.1068 | 47728.107 | 47728.107 | 37786.4602 | 70810.1854 | 70819.1667 | 70819.1667 | 32913.9576 | 2634.4133 | 2634.8624 | 2634.8624 | 1520.4076 | 1853.651 | 1853.651 | 1853.651 | 1748.0821 | 48.94 | 541.2834 | 541.2834 | 541.2834 | 521.3576 | 18732.2295 | 18936.6512 | 18936.6512 | 7639.8458 | 1089.4891 | 1306.2314 | 1306.2314 | 520.4765 | 0.0042785 | 1.0452 | 1.1166 | 2.6739 | 6214.0389 | 6214.039 | 6214.039 | 5027.29 | 1101.8478 | 1322.0091 | 1322.0091 | 525.0509 | 326.5391 | 326.5391 | 326.5391 | 335.5487 | 48.94 | 2750.5437 | 2750.5437 | 2750.5437 | 2149.2728 | 29569.2552 | 29579.7397 | 29579.7397 | 14696.2457 | 948.5914 | 961.3973 | 961.3973 | 558.1698 | 0.00042113 | 0.62116 | 0.66353 | 7.9224 | 343.4879 | 343.488 | 343.488 | 167.5253 | 976.5013 | 991.3589 | 991.3589 | 574.0147 | 1024.9574 | 1024.9574 | 1024.9574 | 963.407 | 48.94 | 1115.9377 | 1115.9378 | 1115.9378 | 855.8509 | 22703.1539 | 22909.0788 | 22909.0788 | 10577.866 | 879.6891 | 1078.8106 | 1078.8106 | 479.2538 | 0.0023907 | 1.7479 | 1.8671 | 6.0608 | 6453.1405 | 6453.1406 | 6453.1406 | 4859.7648 | 901.1047 | 1105.9592 | 1105.9592 | 491.3754 | 504.4235 | 504.4235 | 504.4235 | 449.1264 | 316.7376 | 362.882 | 366.0043 | 327.7521 | 345.3766 | 387.8725 | 390.7516 | 322.2813
48.94 | 47728.1068 | 47728.107 | 47728.107 | 37786.4602 | 70810.1854 | 70819.1667 | 70819.1667 | 32913.9576 | 2678.2356 | 2678.7172 | 2678.7172 | 1616.552 | 1886.3212 | 1886.3212 | 1886.3212 | 1858.7361 | 48.94 | 432.4788 | 432.4788 | 432.4788 | 428.3767 | 17663.4256 | 18096.8979 | 18096.8979 | 7159.2233 | 1037.1228 | 1257.6089 | 1257.6089 | 554.1087 | 0.0064361 | 1.0741 | 1.1458 | 2.8545 | 6609.4415 | 6609.4415 | 6609.4415 | 5724.3586 | 1048.6502 | 1272.6329 | 1272.6329 | 558.9926 | 331.8163 | 331.8163 | 331.8163 | 355.9657 | 48.94 | 2028.0989 | 2028.0989 | 2028.0989 | 449.6934 | 29798.5366 | 29857.2061 | 29857.2061 | 14990.6952 | 967.0545 | 980.0261 | 980.0261 | 592.8233 | 0.00062068 | 0.63432 | 0.67666 | 8.4364 | 351.9177 | 351.9179 | 351.9179 | 178.3817 | 995.9389 | 1010.9881 | 1010.9881 | 609.696 | 1043.3007 | 1043.3007 | 1043.3007 | 1024.8743 | 48.94 | 806.2869 | 806.287 | 806.287 | 384.9402 | 23461.8321 | 23845.6162 | 23845.6162 | 10764.039 | 908.7455 | 1111.337 | 1111.337 | 510.495 | 0.003811 | 1.7927 | 1.9124 | 6.4616 | 6855.3415 | 6855.3416 | 6855.3416 | 5545.9768 | 930.8046 | 1139.2564 | 1139.2564 | 523.4181 | 513.4885 | 513.4885 | 513.4885 | 477.896 | 321.3622 | 368.3709 | 371.4849 | 348.5343 | 350.4488 | 393.7357 | 396.607 | 343.1061
46.16 | 50502.25 | 50502.2503 | 50502.2503 | 42953.7465 | 74760.0302 | 74770.3505 | 74770.3505 | 37407.9723 | 2678.2356 | 2678.7172 | 2678.7172 | 1616.552 | 1886.3212 | 1886.3212 | 1886.3212 | 1858.7361 | 46.16 | 548.0218 | 548.0219 | 548.0219 | 561.2081 | 19761.5633 | 19950.7628 | 19950.7628 | 8713.2227 | 1037.1228 | 1257.6089 | 1257.6089 | 554.1087 | 0.0064361 | 1.0741 | 1.1458 | 2.8545 | 6609.4415 | 6609.4415 | 6609.4415 | 5724.3586 | 1048.6502 | 1272.6329 | 1272.6329 | 558.9926 | 331.8163 | 331.8163 | 331.8163 | 355.9657 | 46.16 | 2803.8797 | 2803.8797 | 2803.8797 | 2399.457 | 31231.767 | 31248.5996 | 31248.5996 | 16685.6502 | 967.0545 | 980.0261 | 980.0261 | 592.8233 | 0.00062068 | 0.63432 | 0.67666 | 8.4364 | 351.9177 | 351.9179 | 351.9179 | 178.3817 | 995.9389 | 1010.9881 | 1010.9881 | 609.696 | 1043.3007 | 1043.3007 | 1043.3007 | 1024.8743 | 46.16 | 1133.8848 | 1133.8848 | 1133.8848 | 943.6108 | 23965.3798 | 24161.0917 | 24161.0917 | 12009.0993 | 908.7455 | 1111.337 | 1111.337 | 510.495 | 0.003811 | 1.7927 | 1.9124 | 6.4616 | 6855.3415 | 6855.3416 | 6855.3416 | 5545.9768 | 930.8046 | 1139.2564 | 1139.2564 | 523.4181 | 513.4885 | 513.4885 | 513.4885 | 477.896 | 321.3622 | 368.3709 | 371.4849 | 348.5343 | 350.4488 | 393.7357 | 396.607 | 343.1061
46.16 | 50502.25 | 50502.2503 | 50502.2503 | 42953.7465 | 74760.0302 | 74770.3505 | 74770.3505 | 37407.9723 | 2734.1904 | 2734.7042 | 2734.7042 | 1710.8702 | 1924.6443 | 1924.6443 | 1924.6443 | 1967.3211 | 46.16 | 447.5241 | 447.5241 | 447.5241 | 444.3955 | 18796.6798 | 19258.259 | 19258.259 | 8205.7896 | 987.1327 | 1212.6953 | 1212.6953 | 587.1318 | 0.0096747 | 1.1032 | 1.175 | 3.0255 | 6982.4792 | 6982.4793 | 6982.4793 | 6462.4344 | 997.7472 | 1226.8842 | 1226.8842 | 592.2987 | 338.9068 | 338.9068 | 338.9068 | 376.2381 | 46.16 | 2132.0977 | 2132.0978 | 2132.0978 | 353.8487 | 31442.8115 | 31508.6074 | 31508.6074 | 16996.7367 | 991.0026 | 1004.3097 | 1004.3097 | 626.8834 | 0.00091105 | 0.65182 | 0.69422 | 8.9187 | 358.0324 | 358.0327 | 358.0327 | 188.8058 | 1020.8444 | 1036.2751 | 1036.2751 | 644.7208 | 1064.1611 | 1064.1611 | 1064.1611 | 1084.9836 | 46.16 | 846.2417 | 846.2418 | 846.2418 | 372.114 | 24651.2072 | 25057.3107 | 25057.3107 | 12205.4459 | 937.2805 | 1144.4837 | 1144.4837 | 541.2417 | 0.00609 | 1.8382 | 1.9579 | 6.8387 | 7232.3415 | 7232.3417 | 7232.3417 | 6273.6285 | 959.9232 | 1173.1157 | 1173.1157 | 554.9191 | 523.8613 | 523.8614 | 523.8614 | 506.0994 | 327.6093 | 375.6262 | 378.7308 | 369.0379 | 357.292 | 401.5259 | 404.3899 | 363.8259
43.38 | 53115.6659 | 53115.6662 | 53115.6662 | 48422.8991 | 78409.6962 | 78421.4447 | 78421.4447 | 42164.1914 | 2734.1904 | 2734.7042 | 2734.7042 | 1710.8702 | 1924.6443 | 1924.6443 | 1924.6443 | 1967.3211 | 43.38 | 556.6604 | 556.6604 | 556.6604 | 601.5465 | 20673.0955 | 20848.5169 | 20848.5169 | 9852.38 | 987.1327 | 1212.6953 | 1212.6953 | 587.1318 | 0.0096747 | 1.1032 | 1.175 | 3.0255 | 6982.4792 | 6982.4793 | 6982.4793 | 6462.4344 | 997.7472 | 1226.8842 | 1226.8842 | 592.2987 | 338.9068 | 338.9068 | 338.9068 | 376.2381 | 43.38 | 2855.9983 | 2855.9983 | 2855.9983 | 2662.4057 | 32776.9388 | 32799.8374 | 32799.8374 | 18789.0606 | 991.0026 | 1004.3097 | 1004.3097 | 626.8834 | 0.00091105 | 0.65182 | 0.69422 | 8.9187 | 358.0324 | 358.0327 | 358.0327 | 188.8058 | 1020.8444 | 1036.2751 | 1036.2751 | 644.7208 | 1064.1611 | 1064.1611 | 1064.1611 | 1084.9836 | 43.38 | 1152.1565 | 1152.1565 | 1152.1565 | 1034.8423 | 25159.6259 | 25346.1974 | 25346.1974 | 13522.7507 | 937.2805 | 1144.4837 | 1144.4837 | 541.2417 | 0.00609 | 1.8382 | 1.9579 | 6.8387 | 7232.3415 | 7232.3417 | 7232.3417 | 6273.6285 | 959.9232 | 1173.1157 | 1173.1157 | 554.9191 | 523.8613 | 523.8614 | 523.8614 | 506.0994 | 327.6093 | 375.6262 | 378.7308 | 369.0379 | 357.292 | 401.5259 | 404.3899 | 363.8259
43.38 | 53115.6659 | 53115.6662 | 53115.6662 | 48422.8991 | 78409.6962 | 78421.4447 | 78421.4447 | 42164.1914 | 2800.1357 | 2800.681 | 2800.681 | 1803.355 | 1971.7224 | 1971.7224 | 1971.7224 | 2073.8221 | 43.38 | 464.4129 | 464.413 | 464.413 | 458.6316 | 19826.2297 | 20317.0105 | 20317.0105 | 9318.9755 | 942.5995 | 1174.2179 | 1174.2179 | 619.7114 | 0.014541 | 1.1421 | 1.214 | 3.1976 | 7336.7813 | 7336.7814 | 7336.7814 | 7240.5459 | 952.3495 | 1187.6321 | 1187.6321 | 625.1683 | 347.6767 | 347.6768 | 347.6768 | 396.1098 | 43.38 | 2231.7757 | 2231.7758 | 2231.7758 | 241.8317 | 32971.2107 | 33044.3561 | 33044.3561 | 19116.4777 | 1020.1272 | 1033.8602 | 1033.8602 | 660.1091 | 0.001333 | 0.6722 | 0.71466 | 9.3975 | 362.1787 | 362.1791 | 362.1791 | 198.6048 | 1050.9667 | 1066.8829 | 1066.8829 | 678.9042 | 1089.8088 | 1089.8088 | 1089.8088 | 1143.9667 | 43.38 | 885.9242 | 885.9243 | 885.9243 | 354.4054 | 25762.2693 | 26191.6533 | 26191.6533 | 13728.7382 | 967.8164 | 1180.4984 | 1180.4984 | 571.6015 | 0.0097429 | 1.8969 | 2.0167 | 7.2159 | 7588.3863 | 7588.3866 | 7588.3866 | 7041.9411 | 991.1074 | 1209.9284 | 1209.9284 | 586.0333 | 536.57 | 536.5701 | 536.5701 | 533.7456 | 335.4179 | 384.6292 | 387.7243 | 389.0558 | 365.7113 | 411.0433 | 413.8989 | 384.1564
40.6 | 55598.0358 | 55598.0361 | 55598.0362 | 54188.1245 | 81805.6133 | 81818.878 | 81818.878 | 47177.5182 | 2800.1357 | 2800.681 | 2800.681 | 1803.355 | 1971.7224 | 1971.7224 | 1971.7224 | 2073.8221 | 40.6 | 567.3593 | 567.3594 | 567.3594 | 642.5537 | 21475.53 | 21638.8348 | 21638.8348 | 11056.9434 | 942.5995 | 1174.2179 | 1174.2179 | 619.7114 | 0.014541 | 1.1421 | 1.214 | 3.1976 | 7336.7813 | 7336.7814 | 7336.7814 | 7240.5459 | 952.3495 | 1187.6321 | 1187.6321 | 625.1683 | 347.6767 | 347.6768 | 347.6768 | 396.1098 | 40.6 | 2908.1759 | 2908.1759 | 2908.1759 | 2938.3958 | 34225.7618 | 34254.6602 | 34254.6602 | 21003.8313 | 1020.1272 | 1033.8602 | 1033.8602 | 660.1091 | 0.001333 | 0.6722 | 0.71466 | 9.3975 | 362.1787 | 362.1791 | 362.1791 | 198.6048 | 1050.9667 | 1066.8829 | 1066.8829 | 678.9042 | 1089.8088 | 1089.8088 | 1089.8088 | 1143.9667 | 40.6 | 1171.6749 | 1171.675 | 1171.675 | 1129.4072 | 26301.4052 | 26480.3436 | 26480.3436 | 15116.7436 | 967.8164 | 1180.4984 | 1180.4984 | 571.6015 | 0.0097429 | 1.8969 | 2.0167 | 7.2159 | 7588.3863 | 7588.3866 | 7588.3866 | 7041.9411 | 991.1074 | 1209.9284 | 1209.9284 | 586.0333 | 536.57 | 536.5701 | 536.5701 | 533.7456 | 335.4179 | 384.6292 | 387.7243 | 389.0558 | 365.7113 | 411.0433 | 413.8989 | 384.1564
40.6 | 55598.0358 | 55598.0361 | 55598.0362 | 54188.1245 | 81805.6133 | 81818.878 | 81818.878 | 47177.5182 | 2882.9824 | 2883.5588 | 2883.5588 | 1893.8594 | 2027.3174 | 2027.3174 | 2027.3174 | 2177.9433 | 40.6 | 481.1816 | 481.1817 | 481.1817 | 469.8039 | 20754.8972 | 21275.1806 | 21275.1806 | 10499.1629 | 921.3565 | 1161.2378 | 1161.2378 | 651.9924 | 0.021855 | 1.1915 | 1.2636 | 3.3695 | 7676.298 | 7676.2982 | 7676.2982 | 8056.9594 | 930.5253 | 1174.1895 | 1174.1895 | 657.7199 | 356.9104 | 356.9105 | 356.9105 | 414.2327 | 40.6 | 2323.2741 | 2323.2742 | 2323.2742 | 110.8485 | 34404.8039 | 34484.9901 | 34484.9901 | 21346.6271 | 1054.2551 | 1068.7667 | 1068.7667 | 692.3374 | 0.001933 | 0.6942 | 0.73663 | 9.8501 | 364.5736 | 364.5741 | 364.5741 | 207.3704 | 1086.0974 | 1102.8608 | 1102.8608 | 712.0377 | 1120.8935 | 1120.8935 | 1120.8935 | 1202.6166 | 40.6 | 923.6575 | 923.6576 | 923.6576 | 330.9748 | 26815.3072 | 27268.6691 | 27268.6691 | 15331.7283 | 994.9753 | 1214.9616 | 1214.9616 | 601.8856 | 0.015605 | 1.9712 | 2.0912 | 7.581 | 7928.1126 | 7928.1129 | 7928.113 | 7849.589 | 1018.7767 | 1245.101 | 1245.101 | 617.0477 | 551.8087 | 551.8088 | 551.8088 | 561.094 | 344.6092 | 395.1385 | 398.2194 | 408.2068 | 375.7057 | 422.283 | 425.1272 | 403.824
37.82 | 57983.4904 | 57983.4908 | 57983.4908 | 60242.8069 | 84999.9565 | 85014.8237 | 85014.8237 | 52442.4474 | 2882.9824 | 2883.5588 | 2883.5588 | 1893.8594 | 2027.3174 | 2027.3174 | 2027.3174 | 2177.9433 | 37.82 | 578.9251 | 578.9252 | 578.9252 | 681.763 | 22176.9567 | 22334.0596 | 22334.0596 | 12327.6241 | 921.3565 | 1161.2378 | 1161.2378 | 651.9924 | 0.021855 | 1.1915 | 1.2636 | 3.3695 | 7676.298 | 7676.2982 | 7676.2982 | 8056.9594 | 930.5253 | 1174.1895 | 1174.1895 | 657.7199 | 356.9104 | 356.9105 | 356.9105 | 414.2327 | 37.82 | 2965.7729 | 2965.773 | 2965.773 | 3232.4255 | 35602.0988 | 35635.6829 | 35635.6829 | 23326.092 | 1054.2551 | 1068.7667 | 1068.7667 | 692.3374 | 0.001933 | 0.6942 | 0.73663 | 9.8501 | 364.5736 | 364.5741 | 364.5741 | 207.3704 | 1086.0974 | 1102.8608 | 1102.8608 | 712.0377 | 1120.8935 | 1120.8935 | 1120.8935 | 1202.6166 | 37.82 | 1194.5699 | 1194.57 | 1194.57 | 1228.8666 | 27410.3038 | 27586.1236 | 27586.1236 | 16788.7313 | 994.9753 | 1214.9616 | 1214.9616 | 601.8856 | 0.015605 | 1.9712 | 2.0912 | 7.581 | 7928.1126 | 7928.1129 | 7928.113 | 7849.589 | 1018.7767 | 1245.101 | 1245.101 | 617.0477 | 551.8087 | 551.8088 | 551.8088 | 561.094 | 344.6092 | 395.1385 | 398.2194 | 408.2068 | 375.7057 | 422.283 | 425.1272 | 403.824
37.82 | 57983.4904 | 57983.4908 | 57983.4908 | 60242.8069 | 84999.9565 | 85014.8237 | 85014.8237 | 52442.4474 | 2991.5208 | 2992.1275 | 2992.1275 | 1982.3763 | 2090.3022 | 2090.3022 | 2090.3022 | 2279.8082 | 37.82 | 500.2907 | 500.2908 | 500.2908 | 479.5356 | 21581.2212 | 22128.0285 | 22128.0285 | 11747.3346 | 939.3886 | 1190.396 | 1190.396 | 683.9338 | 0.032848 | 1.2437 | 1.3158 | 3.5416 | 8005.2948 | 8005.2951 | 8005.2951 | 8909.2029 | 948.5422 | 1203.4743 | 1203.4743 | 689.9685 | 369.8228 | 369.8228 | 369.8228 | 433.6184 | 37.82 | 2403.2517 | 2403.2519 | 2403.2519 | 47.4985 | 35768.8463 | 35855.3521 | 35855.3521 | 23683.2911 | 1093.7065 | 1109.5863 | 1109.5863 | 723.1655 | 0.0027707 | 0.72891 | 0.77178 | 10.3413 | 365.6684 | 365.6692 | 365.6692 | 215.0376 | 1126.7716 | 1145.02 | 1145.02 | 743.8481 | 1154.5347 | 1154.5347 | 1154.5347 | 1259.4204 | 37.82 | 957.0328 | 957.0329 | 957.0329 | 298.3128 | 27836.285 | 28311.4537 | 28311.4537 | 17011.8217 | 1014.3202 | 1243.8244 | 1243.8244 | 631.7882 | 0.025008 | 2.0488 | 2.1687 | 7.9616 | 8256.373 | 8256.3734 | 8256.3735 | 8694.1653 | 1038.5414 | 1274.6184 | 1274.6184 | 647.7113 | 568.3437 | 568.3437 | 568.3437 | 586.7694 | 354.9372 | 406.9364 | 409.9996 | 426.1219 | 386.8019 | 434.7306 | 437.5584 | 422.2882
35.04 | 60309.6073 | 60309.6076 | 60309.6076 | 66580.6738 | 88059.5844 | 88076.1384 | 88076.1384 | 57953.4537 | 2991.5208 | 2992.1275 | 2992.1275 | 1982.3763 | 2090.3022 | 2090.3022 | 2090.3022 | 2279.8082 | 35.04 | 597.0258 | 597.0258 | 597.0258 | 725.9236 | 22797.3824 | 22959.2863 | 22959.2863 | 13665.447 | 939.3886 | 1190.396 | 1190.396 | 683.9338 | 0.032848 | 1.2437 | 1.3158 | 3.5416 | 8005.2948 | 8005.2951 | 8005.2951 | 8909.2029 | 948.5422 | 1203.4743 | 1203.4743 | 689.9685 | 369.8228 | 369.8228 | 369.8228 | 433.6184 | 35.04 | 3032.7281 | 3032.7282 | 3032.7282 | 3548.6872 | 36934.0452 | 36969.8206 | 36969.8206 | 25751.1887 | 1093.7065 | 1109.5863 | 1109.5863 | 723.1655 | 0.0027707 | 0.72891 | 0.77178 | 10.3413 | 365.6684 | 365.6692 | 365.6692 | 215.0376 | 1126.7716 | 1145.02 | 1145.02 | 743.8481 | 1154.5347 | 1154.5347 | 1154.5347 | 1259.4204 | 35.04 | 1222.0382 | 1222.0384 | 1222.0384 | 1332.9062 | 28505.6189 | 28686.7442 | 28686.7442 | 18536.8179 | 1014.3202 | 1243.8244 | 1243.8244 | 631.7882 | 0.025008 | 2.0488 | 2.1687 | 7.9616 | 8256.373 | 8256.3734 | 8256.3735 | 8694.1653 | 1038.5414 | 1274.6184 | 1274.6184 | 647.7113 | 568.3437 | 568.3437 | 568.3437 | 586.7694 | 354.9372 | 406.9364 | 409.9996 | 426.1219 | 386.8019 | 434.7306 | 437.5584 | 422.2882
35.04 | 60309.6073 | 60309.6076 | 60309.6076 | 66580.6738 | 88059.5844 | 88076.1384 | 88076.1384 | 57953.4537 | 3129.7617 | 3130.3979 | 3130.3979 | 2068.8986 | 2161.8433 | 2161.8433 | 2161.8433 | 2379.2599 | 35.04 | 510.3834 | 510.3835 | 510.3835 | 476.882 | 22315.313 | 22878.1913 | 22878.1913 | 13066.0433 | 1000.5413 | 1269.0325 | 1269.0325 | 716.6469 | 0.04936 | 1.3313 | 1.4046 | 3.7418 | 8327.5838 | 8327.5843 | 8327.5843 | 9792.0208 | 1010.119 | 1282.8056 | 1282.8056 | 722.8683 | 375.6681 | 375.6681 | 375.6681 | 442.8781 | 35.04 | 2472.5908 | 2472.5911 | 2472.5911 | 246.197 | 37091.4566 | 37180.4817 | 37180.4817 | 26120.4087 | 1139.2836 | 1158.0057 | 1158.0057 | 752.6035 | 0.0039138 | 0.74315 | 0.78516 | 10.5524 | 365.2896 | 365.2906 | 365.2907 | 220.6181 | 1172.9209 | 1194.0676 | 1194.0676 | 773.7083 | 1201.2962 | 1201.2962 | 1201.2962 | 1323.8237 | 35.04 | 985.3111 | 985.3112 | 985.3112 | 253.3779 | 28852.5078 | 29342.9149 | 29342.9149 | 18767.0016 | 1027.5148 | 1271.4905 | 1271.4905 | 663.2784 | 0.040115 | 2.1558 | 2.2763 | 8.2396 | 8577.6889 | 8577.6895 | 8577.6895 | 9571.4027 | 1051.4647 | 1302.3684 | 1302.3684 | 679.7576 | 587.0509 | 587.051 | 587.051 | 612.5582 | 365.2534 | 418.6754 | 421.7061 | 441.4091 | 398.0918 | 447.4113 | 450.2135 | 438.6188
32.26 | 62617.8122 | 62617.8126 | 62617.8126 | 73195.0164 | 91072.8249 | 91091.1476 | 91091.1476 | 63704.9917 | 3129.7617 | 3130.3979 | 3130.3979 | 2068.8986 | 2161.8433 | 2161.8433 | 2161.8433 | 2379.2599 | 32.26 | 606.0227 | 606.0228 | 606.0228 | 754.319 | 23376.1865 | 23571.3768 | 23571.3768 | 15075.6171 | 1000.5413 | 1269.0325 | 1269.0325 | 716.6469 | 0.04936 | 1.3313 | 1.4046 | 3.7418 | 8327.5838 | 8327.5843 | 8327.5843 | 9792.0208 | 1010.119 | 1282.8056 | 1282.8056 | 722.8683 | 375.6681 | 375.6681 | 375.6681 | 442.8781 | 32.26 | 3131.4024 | 3131.4026 | 3131.4026 | 3926.4267 | 38252.3526 | 38282.5901 | 38282.5901 | 28271.3178 | 1139.2836 | 1158.0057 | 1158.0057 | 752.6035 | 0.0039138 | 0.74315 | 0.78516 | 10.5524 | 365.2896 | 365.2906 | 365.2907 | 220.6181 | 1172.9209 | 1194.0676 | 1194.0676 | 773.7083 | 1201.2962 | 1201.2962 | 1201.2962 | 1323.8237 | 32.26 | 1258.7178 | 1258.7179 | 1258.718 | 1449.5338 | 29604.9026 | 29812.0077 | 29812.0077 | 20358.0568 | 1027.5148 | 1271.4905 | 1271.4905 | 663.2784 | 0.040115 | 2.1558 | 2.2763 | 8.2396 | 8577.6889 | 8577.6895 | 8577.6895 | 9571.4027 | 1051.4647 | 1302.3684 | 1302.3684 | 679.7576 | 587.0509 | 587.051 | 587.051 | 612.5582 | 365.2534 | 418.6754 | 421.7061 | 441.4091 | 398.0918 | 447.4113 | 450.2135 | 438.6188
32.26 | 62617.8122 | 62617.8126 | 62617.8126 | 73195.0164 | 91072.8249 | 91091.1476 | 91091.1476 | 63704.9917 | 3294.3961 | 3295.0608 | 3295.0608 | 2153.2791 | 2245.5313 | 2245.5313 | 2245.5313 | 2476.1408 | 32.26 | 531.1258 | 531.1259 | 531.1259 | 481.3712 | 22985.7169 | 23539.6491 | 23539.6491 | 14460.4234 | 1083.416 | 1360.9975 | 1360.9975 | 742.6451 | 0.073903 | 1.4351 | 1.5097 | 3.999 | 8646.0468 | 8646.0474 | 8646.0475 | 10698.3047 | 1094.8707 | 1376.9589 | 1376.9589 | 749.7901 | 400.1614 | 400.1615 | 400.1615 | 471.2262 | 32.26 | 2513.487 | 2513.4873 | 2513.4873 | 536.8617 | 38404.5125 | 38489.1052 | 38489.1052 | 28650.5995 | 1189.3566 | 1207.9847 | 1207.9847 | 779.8053 | 0.0055184 | 0.75193 | 0.79245 | 12.0288 | 363.4237 | 363.425 | 363.4251 | 225.8958 | 1227.4872 | 1248.5789 | 1248.5789 | 803.863 | 1236.1382 | 1236.1382 | 1236.1382 | 1362.2957 | 32.26 | 1001.8768 | 1001.8769 | 1001.8769 | 180.1356 | 29889.5599 | 30377.2221 | 30377.2221 | 20593.9688 | 1037.9969 | 1290.8334 | 1290.8334 | 684.4338 | 0.064434 | 2.3305 | 2.4539 | 9.1015 | 8894.4376 | 8894.4383 | 8894.4384 | 10472.4089 | 1064.167 | 1324.4988 | 1324.4988 | 702.6369 | 611.5379 | 611.538 | 611.538 | 642.6189 | 374.7528 | 429.7938 | 432.7895 | 453.1421 | 407.1809 | 458.0221 | 460.7936 | 450.5032
29.48 | 64956.3776 | 64956.378 | 64956.378 | 80078.6878 | 94149.7349 | 94169.9052 | 94169.9052 | 69691.1075 | 3294.3961 | 3295.0608 | 3295.0608 | 2153.2791 | 2245.5313 | 2245.5313 | 2245.5313 | 2476.1408 | 29.48 | 652.6086 | 652.6087 | 652.6087 | 828.6375 | 23952.496 | 24182.7689 | 24182.7689 | 16544.8399 | 1083.416 | 1360.9975 | 1360.9975 | 742.6451 | 0.073903 | 1.4351 | 1.5097 | 3.999 | 8646.0468 | 8646.0474 | 8646.0475 | 10698.3047 | 1094.8707 | 1376.9589 | 1376.9589 | 749.7901 | 400.1614 | 400.1615 | 400.1615 | 471.2262 | 29.48 | 3262.9591 | 3262.9594 | 3262.9594 | 4324.0437 | 39597.8562 | 39623.814 | 39623.814 | 30885.3385 | 1189.3566 | 1207.9847 | 1207.9847 | 779.8053 | 0.0055184 | 0.75193 | 0.79245 | 12.0288 | 363.4237 | 363.425 | 363.4251 | 225.8958 | 1227.4872 | 1248.5789 | 1248.5789 | 803.863 | 1236.1382 | 1236.1382 | 1236.1382 | 1362.2957 | 29.48 | 1324.508 | 1324.5083 | 1324.5083 | 1606.345 | 30740.2723 | 30976.3326 | 30976.3326 | 22260.9292 | 1037.9969 | 1290.8334 | 1290.8334 | 684.4338 | 0.064434 | 2.3305 | 2.4539 | 9.1015 | 8894.4376 | 8894.4383 | 8894.4384 | 10472.4089 | 1064.167 | 1324.4988 | 1324.4988 | 702.6369 | 611.5379 | 611.538 | 611.538 | 642.6189 | 374.7528 | 429.7938 | 432.7895 | 453.1421 | 407.1809 | 458.0221 | 460.7936 | 450.5032
29.48 | 64956.3776 | 64956.378 | 64956.378 | 80078.6878 | 94149.7349 | 94169.9052 | 94169.9052 | 69691.1075 | 3477.9379 | 3478.6297 | 3478.6297 | 2235.7908 | 2345.0549 | 2345.055 | 2345.055 | 2570.8536 | 29.48 | 584.7355 | 584.7357 | 584.7357 | 526.0896 | 23599.7282 | 24201.6501 | 24201.6501 | 15865.5089 | 1186.3816 | 1476.4142 | 1476.4142 | 766.1839 | 0.11379 | 1.4319 | 1.5005 | 3.8597 | 8989.8997 | 8989.9005 | 8989.9006 | 11693.7355 | 1197.1943 | 1491.6236 | 1491.6236 | 772.2661 | 428.1345 | 428.1347 | 428.1347 | 501.1224 | 29.48 | 2649.0782 | 2649.0786 | 2649.0787 | 593.3258 | 39763.6829 | 39853.013 | 39853.013 | 31307.1249 | 1273.9239 | 1290.5229 | 1290.5229 | 826.0735 | 0.0061455 | 0.89697 | 0.94301 | 10.8018 | 357.7596 | 357.7615 | 357.7616 | 229.4139 | 1308.5811 | 1328.1363 | 1328.1363 | 847.677 | 1284.4725 | 1284.4725 | 1284.4725 | 1406.2849 | 29.48 | 1068.4338 | 1068.4341 | 1068.4341 | 185.6055 | 31003.0362 | 31535.7984 | 31535.7984 | 22518.4737 | 1039.7022 | 1306.418 | 1306.418 | 705.4459 | 0.10514 | 2.3484 | 2.4647 | 8.5273 | 9234.5648 | 9234.5659 | 9234.5659 | 11464.3215 | 1062.5213 | 1336.7036 | 1336.7036 | 722.5005 | 635.0123 | 635.0125 | 635.0125 | 663.4463 | 413.5977 | 474.5802 | 477.7513 | 497.7157 | 447.1058 | 503.1985 | 506.1199 | 495.9565
26.7 | 67384.1895 | 67384.19 | 67384.19 | 87225.6608 | 97415.8845 | 97437.9781 | 97437.9781 | 75906.6059 | 3477.9379 | 3478.6297 | 3478.6297 | 2235.7908 | 2345.0549 | 2345.055 | 2345.055 | 2570.8536 | 26.7 | 676.0702 | 676.0704 | 676.0704 | 867.0307 | 24539.1174 | 24755.7091 | 24755.7091 | 18012.4087 | 1186.3816 | 1476.4142 | 1476.4142 | 766.1839 | 0.11379 | 1.4319 | 1.5005 | 3.8597 | 8989.8997 | 8989.9005 | 8989.9006 | 11693.7355 | 1197.1943 | 1491.6236 | 1491.6236 | 772.2661 | 428.1345 | 428.1347 | 428.1347 | 501.1224 | 26.7 | 3285.7013 | 3285.7016 | 3285.7016 | 4502.7977 | 41058.411 | 41093.3775 | 41093.3775 | 33663.6669 | 1273.9239 | 1290.5229 | 1290.5229 | 826.0735 | 0.0061455 | 0.89697 | 0.94301 | 10.8018 | 357.7596 | 357.7615 | 357.7616 | 229.4139 | 1308.5811 | 1328.1363 | 1328.1363 | 847.677 | 1284.4725 | 1284.4725 | 1284.4725 | 1406.2849 | 26.7 | 1331.0704 | 1331.0707 | 1331.0708 | 1658.7753 | 31938.5264 | 32167.9909 | 32167.9909 | 24230.5302 | 1039.7022 | 1306.418 | 1306.418 | 705.4459 | 0.10514 | 2.3484 | 2.4647 | 8.5273 | 9234.5648 | 9234.5659 | 9234.5659 | 11464.3215 | 1062.5213 | 1336.7036 | 1336.7036 | 722.5005 | 635.0123 | 635.0125 | 635.0125 | 663.4463 | 413.5977 | 474.5802 | 477.7513 | 497.7157 | 447.1058 | 503.1985 | 506.1199 | 495.9565
26.7 | 67384.1895 | 67384.19 | 67384.19 | 87225.6608 | 97415.8845 | 97437.9781 | 97437.9781 | 75906.6059 | 3675.6987 | 3676.4163 | 3676.4163 | 2318.1067 | 2460.992 | 2460.992 | 2460.992 | 2665.1999 | 26.7 | 601.623 | 601.6233 | 601.6233 | 518.9578 | 24209.1044 | 24851.1832 | 24851.1832 | 17319.1811 | 1313.7021 | 1629.0576 | 1629.0576 | 798.24 | 0.17364 | 1.6587 | 1.7317 | 4.2654 | 9348.3825 | 9348.3837 | 9348.3837 | 12710.9575 | 1327.084 | 1647.3992 | 1647.3992 | 805.3584 | 439.3948 | 439.395 | 439.395 | 507.5843 | 26.7 | 2750.5689 | 2750.5696 | 2750.5696 | 691.1815 | 41233.7248 | 41333.4872 | 41333.4872 | 34095.6664 | 1331.545 | 1352.8641 | 1352.8641 | 850.2619 | 0.007232 | 0.86561 | 0.90742 | 12.304 | 348.0229 | 348.0255 | 348.0256 | 231.3451 | 1371.0854 | 1395.2575 | 1395.2575 | 874.8699 | 1353.0855 | 1353.0856 | 1353.0856 | 1464.8369 | 26.7 | 1122.4111 | 1122.4114 | 1122.4114 | 176.8307 | 32189.7486 | 32754.1586 | 32754.1586 | 24491.7584 | 1048.385 | 1335.545 | 1335.545 | 735.7163 | 0.17222 | 2.6525 | 2.7741 | 9.3794 | 9590.848 | 9590.8494 | 9590.8494 | 12479.6124 | 1073.0301 | 1368.4557 | 1368.4557 | 754.475 | 670.7222 | 670.7225 | 670.7225 | 692.7787 | 427.9343 | 490.778 | 493.9002 | 508.6114 | 463.4775 | 521.3165 | 524.1926 | 507.6457
23.92 | 69970.7964 | 69970.7969 | 69970.7969 | 94634.9165 | 101003.2983 | 101027.3868 | 101027.3868 | 82350.9424 | 3675.6987 | 3676.4163 | 3676.4163 | 2318.1067 | 2460.992 | 2460.992 | 2460.992 | 2665.1999 | 23.92 | 691.5992 | 691.5995 | 691.5995 | 892.1265 | 25234.1192 | 25482.5168 | 25482.5168 | 19558.0775 | 1313.7021 | 1629.0576 | 1629.0576 | 798.24 | 0.17364 | 1.6587 | 1.7317 | 4.2654 | 9348.3825 | 9348.3837 | 9348.3837 | 12710.9575 | 1327.084 | 1647.3992 | 1647.3992 | 805.3584 | 439.3948 | 439.395 | 439.395 | 507.5843 | 23.92 | 3357.2971 | 3357.2975 | 3357.2975 | 4763.428 | 42646.9207 | 42679.4847 | 42679.4847 | 36527.8049 | 1331.545 | 1352.8641 | 1352.8641 | 850.2619 | 0.007232 | 0.86561 | 0.90742 | 12.304 | 348.0229 | 348.0255 | 348.0256 | 231.3451 | 1371.0854 | 1395.2575 | 1395.2575 | 874.8699 | 1353.0855 | 1353.0856 | 1353.0856 | 1464.8369 | 23.92 | 1368.099 | 1368.0995 | 1368.0995 | 1749.0941 | 33215.1148 | 33471.9878 | 33471.9878 | 26265.06 | 1048.385 | 1335.545 | 1335.545 | 735.7163 | 0.17222 | 2.6525 | 2.7741 | 9.3794 | 9590.848 | 9590.8494 | 9590.8494 | 12479.6124 | 1073.0301 | 1368.4557 | 1368.4557 | 754.475 | 670.7222 | 670.7225 | 670.7225 | 692.7787 | 427.9343 | 490.778 | 493.9002 | 508.6114 | 463.4775 | 521.3165 | 524.1926 | 507.6457
23.92 | 69970.7964 | 69970.7969 | 69970.7969 | 94634.9165 | 101003.2983 | 101027.3868 | 101027.3868 | 82350.9424 | 3882.777 | 3883.5187 | 3883.5187 | 2400.2184 | 2591.8667 | 2591.8667 | 2591.8667 | 2759.1566 | 23.92 | 632.9381 | 632.9385 | 632.9386 | 526.4613 | 24890.1735 | 25524.5261 | 25524.5261 | 18858.7929 | 1444.8513 | 1785.9826 | 1785.9826 | 831.6824 | 0.26312 | 1.827 | 1.8992 | 4.4481 | 9729.5928 | 9729.5945 | 9729.5945 | 13752.1891 | 1459.5172 | 1805.8551 | 1805.8551 | 838.9403 | 463.685 | 463.6853 | 463.6853 | 523.8302 | 23.92 | 2819.6068 | 2819.6076 | 2819.6076 | 853.3969 | 42835.1836 | 42931.923 | 42931.923 | 36964.1789 | 1396.6006 | 1422.753 | 1422.753 | 876.0613 | 0.0056715 | 0.93697 | 0.97977 | 12.4479 | 336.2662 | 336.2697 | 336.2699 | 227.1306 | 1437.1632 | 1466.4014 | 1466.4014 | 900.9571 | 1422.6817 | 1422.6817 | 1422.6817 | 1518.319 | 23.92 | 1163.791 | 1163.7915 | 1163.7915 | 141.0736 | 33477.447 | 34039.1487 | 34039.1487 | 26527.9707 | 1071.3327 | 1379.0731 | 1379.0731 | 767.6425 | 0.279 | 2.8721 | 2.9919 | 9.6042 | 9976.1638 | 9976.1657 | 9976.1658 | 13525.0585 | 1096.1166 | 1412.4747 | 1412.4747 | 786.8508 | 707.6712 | 707.6716 | 707.6717 | 717.0075 | 445.9845 | 510.6154 | 513.6752 | 520.6164 | 487.4521 | 547.1103 | 549.9361 | 522.7234
21.14 | 72792.4466 | 72792.4471 | 72792.4471 | 102305.372 | 105041.815 | 105067.9652 | 105067.9652 | 89023.5495 | 3882.777 | 3883.5187 | 3883.5187 | 2400.2184 | 2591.8667 | 2591.8667 | 2591.8667 | 2759.1566 | 21.14 | 725.9909 | 725.9913 | 725.9914 | 929.7866 | 26100.0448 | 26428.5116 | 26428.5116 | 21191.0468 | 1444.8513 | 1785.9826 | 1785.9826 | 831.6824 | 0.26312 | 1.827 | 1.8992 | 4.4481 | 9729.5928 | 9729.5945 | 9729.5945 | 13752.1891 | 1459.5172 | 1805.8551 | 1805.8551 | 838.9403 | 463.685 | 463.6853 | 463.6853 | 523.8302 | 21.14 | 3464.9396 | 3464.9401 | 3464.9402 | 5074.3237 | 44405.0484 | 44420.5057 | 44420.5057 | 39468.8396 | 1396.6006 | 1422.753 | 1422.753 | 876.0613 | 0.0056715 | 0.93697 | 0.97977 | 12.4479 | 336.2662 | 336.2697 | 336.2699 | 227.1306 | 1437.1632 | 1466.4014 | 1466.4014 | 900.9571 | 1422.6817 | 1422.6817 | 1422.6817 | 1518.319 | 21.14 | 1421.2021 | 1421.2027 | 1421.2028 | 1852.2072 | 34599.304 | 34917.0778 | 34917.0778 | 28363.6631 | 1071.3327 | 1379.0731 | 1379.0731 | 767.6425 | 0.279 | 2.8721 | 2.9919 | 9.6042 | 9976.1638 | 9976.1657 | 9976.1658 | 13525.0585 | 1096.1166 | 1412.4747 | 1412.4747 | 786.8508 | 707.6712 | 707.6716 | 707.6717 | 717.0075 | 445.9845 | 510.6154 | 513.6752 | 520.6164 | 487.4521 | 547.1103 | 549.9361 | 522.7234
21.14 | 72792.4466 | 72792.4471 | 72792.4471 | 102305.372 | 105041.815 | 105067.9652 | 105067.9652 | 89023.5495 | 4096.8384 | 4097.6019 | 4097.6019 | 2482.1174 | 2736.3215 | 2736.3215 | 2736.3215 | 2852.6981 | 21.14 | 651.33 | 651.3304 | 651.3304 | 522.6709 | 25703.4094 | 26278.003 | 26278.003 | 20487.7822 | 1578.2725 | 1949.8308 | 1949.8308 | 867.0019 | 0.39712 | 2.0957 | 2.1692 | 4.7434 | 10142.0025 | 10142.0048 | 10142.0049 | 14818.1586 | 1594.5402 | 1971.708 | 1971.708 | 874.597 | 480.5494 | 480.5497 | 480.5497 | 534.9038 | 21.14 | 2864.0123 | 2864.0135 | 2864.0136 | 1061.8653 | 44613.2147 | 44691.3939 | 44691.3939 | 39910.5152 | 1463.3668 | 1495.8197 | 1495.8197 | 899.9804 | 0.0025734 | 0.99741 | 1.0404 | 12.8574 | 330.3401 | 330.3449 | 330.3451 | 215.62 | 1505.9286 | 1541.6591 | 1541.6591 | 925.6952 | 1503.9306 | 1503.9307 | 1503.9307 | 1573.9463 | 21.14 | 1199.6739 | 1199.6745 | 1199.6745 | 95.9161 | 34889.885 | 35412.4497 | 35412.4497 | 28625.2521 | 1110.48 | 1441.9061 | 1441.9061 | 801.5319 | 0.45058 | 3.2532 | 3.3747 | 10.0178 | 10404.0491 | 10404.0516 | 10404.0517 | 14602.5386 | 1136.1789 | 1476.8525 | 1476.8525 | 821.5675 | 753.6211 | 753.6215 | 753.6215 | 743.848 | 466.2695 | 532.522 | 535.5094 | 532.9856 | 516.4144 | 577.7934 | 580.5592 | 538.7405
18.36 | 75928.9722 | 75928.9728 | 75928.9728 | 110235.8726 | 109652.5261 | 109680.7991 | 109680.7991 | 95923.8358 | 4096.8384 | 4097.6019 | 4097.6019 | 2482.1174 | 2736.3215 | 2736.3215 | 2736.3215 | 2852.6981 | 18.36 | 753.922 | 753.9223 | 753.9223 | 964.3617 | 27197.7763 | 27671.709 | 27671.709 | 22919.1619 | 1578.2725 | 1949.8308 | 1949.8308 | 867.0019 | 0.39712 | 2.0957 | 2.1692 | 4.7434 | 10142.0025 | 10142.0048 | 10142.0049 | 14818.1586 | 1594.5402 | 1971.708 | 1971.708 | 874.597 | 480.5494 | 480.5497 | 480.5497 | 534.9038 | 18.36 | 3620.032 | 3620.0327 | 3620.0327 | 5437.4359 | 46375.1623 | 46396.3139 | 46396.3139 | 42483.9479 | 1463.3668 | 1495.8197 | 1495.8197 | 899.9804 | 0.0025734 | 0.99741 | 1.0404 | 12.8574 | 330.3401 | 330.3449 | 330.3451 | 215.62 | 1505.9286 | 1541.6591 | 1541.6591 | 925.6952 | 1503.9306 | 1503.9307 | 1503.9307 | 1573.9463 | 18.36 | 1498.7046 | 1498.7054 | 1498.7054 | 1971.9813 | 36115.6593 | 36540.1674 | 36540.1674 | 30520.726 | 1110.48 | 1441.9061 | 1441.9061 | 801.5319 | 0.45058 | 3.2532 | 3.3747 | 10.0178 | 10404.0491 | 10404.0516 | 10404.0517 | 14602.5386 | 1136.1789 | 1476.8525 | 1476.8525 | 821.5675 | 753.6211 | 753.6215 | 753.6215 | 743.848 | 466.2695 | 532.522 | 535.5094 | 532.9856 | 516.4144 | 577.7934 | 580.5592 | 538.7405
18.36 | 75928.9722 | 75928.9728 | 75928.9728 | 110235.8726 | 109652.5261 | 109680.7991 | 109680.7991 | 95923.8358 | 4316.5116 | 4317.2947 | 4317.2947 | 2563.7951 | 2889.3932 | 2889.3932 | 2889.3932 | 2945.7954 | 18.36 | 674.5614 | 674.5623 | 674.5623 | 515.5251 | 26719.8894 | 27162.4294 | 27162.4294 | 22220.4647 | 1706.5303 | 2110.7878 | 2110.7878 | 904.7179 | 0.59854 | 2.3984 | 2.4716 | 5.0429 | 10591.9134 | 10591.9165 | 10591.9166 | 15904.0831 | 1724.064 | 2134.2089 | 2134.2089 | 912.598 | 509.9798 | 509.9805 | 509.9805 | 547.7036 | 18.36 | 2865.5904 | 2865.592 | 2865.592 | 1337.9907 | 46606.7865 | 46647.9846 | 46647.9846 | 42925.9344 | 1530.457 | 1570.9265 | 1570.9265 | 921.228 | 0.023085 | 1.0959 | 1.1395 | 13.2135 | 347 | 347.0066 | 347.0069 | 194.8934 | 1575.0592 | 1619.0408 | 1619.0408 | 947.6549 | 1583.7041 | 1583.7043 | 1583.7043 | 1629.8591 | 18.36 | 1216.1083 | 1216.1092 | 1216.1092 | 28.9495 | 36441.1314 | 36870.7463 | 36870.7463 | 30777.4367 | 1169.5775 | 1525.3737 | 1525.3737 | 837.3551 | 0.7282 | 3.6573 | 3.7769 | 10.3401 | 10887.016 | 10887.0194 | 10887.0196 | 15709.1897 | 1196.8348 | 1562.2151 | 1562.2151 | 858.0352 | 797.6011 | 797.602 | 797.602 | 768.2327 | 486.1564 | 553.6065 | 556.5029 | 542.9635 | 547.3789 | 609.9776 | 612.6625 | 553.3262
15.58 | 79458.6546 | 79458.6552 | 79458.6552 | 118425.1838 | 114942.9175 | 114973.3674 | 114973.3674 | 103051.1861 | 4316.5116 | 4317.2947 | 4317.2947 | 2563.7951 | 2889.3932 | 2889.3932 | 2889.3932 | 2945.7954 | 15.58 | 809.6586 | 809.6596 | 809.6597 | 1007.0909 | 28582.8237 | 29280.4866 | 29280.4866 | 24757.487 | 1706.5303 | 2110.7878 | 2110.7878 | 904.7179 | 0.59854 | 2.3984 | 2.4716 | 5.0429 | 10591.9134 | 10591.9165 | 10591.9166 | 15904.0831 | 1724.064 | 2134.2089 | 2134.2089 | 912.598 | 509.9798 | 509.9805 | 509.9805 | 547.7036 | 15.58 | 3823.8531 | 3823.8542 | 3823.8543 | 5868.9989 | 48589.5664 | 48670.6371 | 48670.6371 | 45560.4151 | 1530.457 | 1570.9265 | 1570.9265 | 921.228 | 0.023085 | 1.0959 | 1.1395 | 13.2135 | 347 | 347.0066 | 347.0069 | 194.8934 | 1575.0592 | 1619.0408 | 1619.0408 | 947.6549 | 1583.7041 | 1583.7043 | 1583.7043 | 1629.8591 | 15.58 | 1592.2485 | 1592.25 | 1592.25 | 2106.7375 | 37794.9615 | 38381.1038 | 38381.1038 | 32733.2839 | 1169.5775 | 1525.3737 | 1525.3737 | 837.3551 | 0.7282 | 3.6573 | 3.7769 | 10.3401 | 10887.016 | 10887.0194 | 10887.0196 | 15709.1897 | 1196.8348 | 1562.2151 | 1562.2151 | 858.0352 | 797.6011 | 797.602 | 797.602 | 768.2327 | 486.1564 | 553.6065 | 556.5029 | 542.9635 | 547.3789 | 609.9776 | 612.6625 | 553.3262
15.58 | 79458.6546 | 79458.6552 | 79458.6552 | 118425.1838 | 114942.9175 | 114973.3674 | 114973.3674 | 103051.1861 | 4540.3997 | 4541.1994 | 4541.1994 | 2645.2427 | 3042.9907 | 3042.9907 | 3042.9907 | 3038.4167 | 15.58 | 652.2999 | 652.3004 | 652.3004 | 482.6162 | 28013.7534 | 28223.6243 | 28223.6243 | 24075.908 | 1846.5992 | 2295.6276 | 2295.6276 | 947.6046 | 0.90259 | 2.9191 | 2.996 | 5.5253 | 11079.0523 | 11079.0566 | 11079.0568 | 16997.2152 | 1865.9106 | 2321.4861 | 2321.4861 | 955.8673 | 501.3549 | 501.3551 | 501.3551 | 543.3935 | 15.58 | 2809.3374 | 2809.3396 | 2809.3397 | 1726.3351 | 48840.5439 | 48869.3722 | 48869.3722 | 45995.1399 | 1589.6879 | 1642.6891 | 1642.6891 | 936.6539 | 0.06474 | 1.1767 | 1.2195 | 13.4073 | 409.0011 | 409.0099 | 409.0102 | 162.0392 | 1636.1914 | 1692.8147 | 1692.8147 | 963.4685 | 1686.5472 | 1686.5474 | 1686.5474 | 1698.9864 | 15.58 | 1209.5884 | 1209.5891 | 1209.5891 | 70.6318 | 38150.2122 | 38419.3614 | 38419.3614 | 32980.1382 | 1238.8948 | 1626.4958 | 1626.4958 | 879.2661 | 1.1823 | 4.4291 | 4.5537 | 10.8077 | 11434.0196 | 11434.0242 | 11434.0244 | 16835.176 | 1267.5594 | 1665.7119 | 1665.7119 | 900.8814 | 856.179 | 856.1794 | 856.1794 | 796.0368 | 499.8482 | 566.8572 | 569.6061 | 546.568 | 576.3129 | 639.2186 | 641.791 | 562.9941
12.8 | 83450.3508 | 83450.3513 | 83450.3514 | 126871.9821 | 121002.8502 | 121035.5234 | 121035.5234 | 110404.9609 | 4540.3997 | 4541.1994 | 4541.1994 | 2645.2427 | 3042.9907 | 3042.9907 | 3042.9907 | 3038.4167 | 12.8 | 809.4554 | 809.4554 | 809.4554 | 1028.0177 | 30337.5413 | 31394.1703 | 31394.1703 | 26733.219 | 1846.5992 | 2295.6276 | 2295.6276 | 947.6046 | 0.90259 | 2.9191 | 2.996 | 5.5253 | 11079.0523 | 11079.0566 | 11079.0568 | 16997.2152 | 1865.9106 | 2321.4861 | 2321.4861 | 955.8673 | 501.3549 | 501.3551 | 501.3551 | 543.3935 | 12.8 | 4162.9597 | 4162.9613 | 4162.9613 | 6449.5173 | 51054.3819 | 51240.6229 | 51240.6229 | 48673.5823 | 1589.6879 | 1642.6891 | 1642.6891 | 936.6539 | 0.06474 | 1.1767 | 1.2195 | 13.4073 | 409.0011 | 409.0099 | 409.0102 | 162.0392 | 1636.1914 | 1692.8147 | 1692.8147 | 963.4685 | 1686.5472 | 1686.5474 | 1686.5474 | 1698.9864 | 12.8 | 1745.9344 | 1745.9349 | 1745.9349 | 2283.614 | 39652.6587 | 40490.3736 | 40490.3736 | 34998.1596 | 1238.8948 | 1626.4958 | 1626.4958 | 879.2661 | 1.1823 | 4.4291 | 4.5537 | 10.8077 | 11434.0196 | 11434.0242 | 11434.0244 | 16835.176 | 1267.5594 | 1665.7119 | 1665.7119 | 900.8814 | 856.179 | 856.1794 | 856.1794 | 796.0368 | 499.8482 | 566.8572 | 569.6061 | 546.568 | 576.3129 | 639.2186 | 641.791 | 562.9941
12.8 | 83450.3508 | 83450.3513 | 83450.3514 | 126871.9821 | 121002.8502 | 121035.5234 | 121035.5234 | 110404.9609 | 4766.7594 | 4767.5724 | 4767.5724 | 2726.4517 | 3189.9788 | 3189.9788 | 3189.9788 | 3130.5267 | 12.8 | 660.4485 | 660.4508 | 660.4509 | 441.2961 | 29678.8058 | 29851.0733 | 29851.0733 | 26088.0624 | 1974.263 | 2466.4605 | 2466.4605 | 995.2735 | 1.3656 | 3.3023 | 3.3727 | 5.8781 | 11597.2833 | 11597.2893 | 11597.2895 | 18074.2649 | 1993.6923 | 2492.1597 | 2492.1597 | 1003.8112 | 560.1679 | 560.1699 | 560.17 | 556.8014 | 12.8 | 2654.6178 | 2654.6212 | 2654.6213 | 2355.0121 | 51325.5438 | 51460.9412 | 51460.9412 | 49087.3002 | 1639.839 | 1708.4442 | 1708.4442 | 944.0657 | 0.11287 | 1.5217 | 1.573 | 13.8153 | 521.1647 | 521.1769 | 521.1773 | 118.7893 | 1688.1734 | 1761.358 | 1761.358 | 971.6962 | 1755.6293 | 1755.6302 | 1755.6302 | 1768.8192 | 12.8 | 1122.7797 | 1122.7822 | 1122.7823 | 257.3879 | 40018.9996 | 40023.1965 | 40023.1965 | 35229.5983 | 1324.0663 | 1738.4332 | 1738.4332 | 922.9118 | 1.9506 | 5.0687 | 5.1826 | 11.6227 | 12039.864 | 12039.8702 | 12039.8704 | 17955.4756 | 1355.6153 | 1780.0851 | 1780.0851 | 945.1507 | 875.7867 | 875.7896 | 875.7897 | 804.9061 | 503.5242 | 568.9975 | 571.5677 | 538.5275 | 591.9256 | 653.3934 | 655.7982 | 560.1511
10.02 | 87956.5627 | 87956.5632 | 87956.5633 | 135574.8464 | 127901.4608 | 127936.3941 | 127936.3941 | 117984.4967 | 4766.7594 | 4767.5724 | 4767.5724 | 2726.4517 | 3189.9788 | 3189.9788 | 3189.9788 | 3130.5267 | 10.02 | 959.0734 | 959.0766 | 959.0767 | 1106.612 | 32514.4723 | 34072.4793 | 34072.4793 | 28878.6576 | 1974.263 | 2466.4605 | 2466.4605 | 995.2735 | 1.3656 | 3.3023 | 3.3727 | 5.8781 | 11597.2833 | 11597.2893 | 11597.2895 | 18074.2649 | 1993.6923 | 2492.1597 | 2492.1597 | 1003.8112 | 560.1679 | 560.1699 | 560.17 | 556.8014 | 10.02 | 4648.9511 | 4648.9518 | 4648.9518 | 7272.3296 | 53767.1001 | 54105.9508 | 54105.9508 | 51788.6156 | 1639.839 | 1708.4442 | 1708.4442 | 944.0657 | 0.11287 | 1.5217 | 1.573 | 13.8153 | 521.1647 | 521.1769 | 521.1773 | 118.7893 | 1688.1734 | 1761.358 | 1761.358 | 971.6962 | 1755.6293 | 1755.6302 | 1755.6302 | 1768.8192 | 10.02 | 1908.0573 | 1908.063 | 1908.0632 | 2495.0268 | 41724.8061 | 42909.0292 | 42909.0292 | 37317.2235 | 1324.0663 | 1738.4332 | 1738.4332 | 922.9118 | 1.9506 | 5.0687 | 5.1826 | 11.6227 | 12039.864 | 12039.8702 | 12039.8704 | 17955.4756 | 1355.6153 | 1780.0851 | 1780.0851 | 945.1507 | 875.7867 | 875.7896 | 875.7897 | 804.9061 | 503.5242 | 568.9975 | 571.5677 | 538.5275 | 591.9256 | 653.3934 | 655.7982 | 560.1511
10.02 | 87956.5627 | 87956.5632 | 87956.5633 | 135574.8464 | 127901.4608 | 127936.3941 | 127936.3941 | 117984.4967 | 4992.9517 | 4993.7743 | 4993.7743 | 2807.4136 | 3328.5872 | 3328.5872 | 3328.5872 | 3222.089 | 10.02 | 436.8069 | 436.8076 | 436.8076 | 256.3852 | 31834.0034 | 32601.4225 | 32601.4225 | 28301.0207 | 2198.1907 | 2794.7398 | 2794.7398 | 1060.6047 | 2.0836 | 4.9584 | 5.0586 | 7.4042 | 12103.5819 | 12103.5897 | 12103.59 | 19074.2742 | 2223.3209 | 2829.2015 | 2829.2015 | 1070.1635 | 393.2429 | 393.2443 | 393.2444 | 453.7586 | 10.02 | 2505.4291 | 2505.4318 | 2505.4318 | 3441.1679 | 54018.5064 | 54344.1764 | 54344.1764 | 52159.5594 | 1643.0401 | 1750.8273 | 1750.8273 | 932.6695 | 0.041277 | 0.86493 | 0.89343 | 13.1775 | 689.2664 | 689.2824 | 689.2829 | 56.6693 | 1693.1558 | 1803.6097 | 1803.6097 | 959.0243 | 1968.7385 | 1968.7416 | 1968.7417 | 1923.9521 | 10.02 | 970.7368 | 970.7391 | 970.7392 | 572.6216 | 42071.7764 | 42478.5923 | 42478.5923 | 37523.9166 | 1410.6342 | 1892.1777 | 1892.1777 | 990.3755 | 3.4009 | 7.4244 | 7.5654 | 12.6832 | 12673.0797 | 12673.0879 | 12673.0881 | 19017.605 | 1440.8808 | 1935.4848 | 1935.4848 | 1012.9748 | 967.7207 | 967.7252 | 967.7254 | 844.3783 | 469.9569 | 528.5463 | 530.7605 | 500.0092 | 575.954 | 633.324 | 635.4791 | 531.0661
7.24 | 93011.281 | 93011.2816 | 93011.2816 | 144532.2538 | 135684.8761 | 135722.0961 | 135722.0961 | 125789.1066 | 4992.9517 | 4993.7743 | 4993.7743 | 2807.4136 | 3328.5872 | 3328.5872 | 3328.5872 | 3222.089 | 7.24 | 744.7125 | 744.7157 | 744.7158 | 1005.0638 | 35412.5038 | 37864.2708 | 37864.2708 | 31276.0752 | 2198.1907 | 2794.7398 | 2794.7398 | 1060.6047 | 2.0836 | 4.9584 | 5.0586 | 7.4042 | 12103.5819 | 12103.5897 | 12103.59 | 19074.2742 | 2223.3209 | 2829.2015 | 2829.2015 | 1070.1635 | 393.2429 | 393.2443 | 393.2444 | 453.7586 | 7.24 | 5911.4011 | 5911.4126 | 5911.413 | 8789.7547 | 56600.4494 | 57233.1814 | 57233.1814 | 54825.6471 | 1643.0401 | 1750.8273 | 1750.8273 | 932.6695 | 0.041277 | 0.86493 | 0.89343 | 13.1775 | 689.2664 | 689.2824 | 689.2829 | 56.6693 | 1693.1558 | 1803.6097 | 1803.6097 | 959.0243 | 1968.7385 | 1968.7416 | 1968.7417 | 1923.9521 | 7.24 | 2386.6437 | 2386.6539 | 2386.6542 | 2919.9932 | 43953.1375 | 45734.9525 | 45734.9525 | 39687.3844 | 1410.6342 | 1892.1777 | 1892.1777 | 990.3755 | 3.4009 | 7.4244 | 7.5654 | 12.6832 | 12673.0797 | 12673.0879 | 12673.0881 | 19017.605 | 1440.8808 | 1935.4848 | 1935.4848 | 1012.9748 | 967.7207 | 967.7252 | 967.7254 | 844.3783 | 469.9569 | 528.5463 | 530.7605 | 500.0092 | 575.954 | 633.324 | 635.4791 | 531.0661
7.24 | 93011.281 | 93011.2816 | 93011.2816 | 144532.2538 | 135684.8761 | 135722.0961 | 135722.0961 | 125789.1066 | 5215.3661 | 5216.1945 | 5216.1945 | 2920.8803 | 3466.6329 | 3466.6329 | 3466.6329 | 3349.6111 | 7.24 | 406.5437 | 406.552 | 406.5523 | 136.8595 | 34728.2873 | 36474.363 | 36474.363 | 30809.4419 | 2021.3167 | 2469.5678 | 2469.5678 | 1063.6276 | 3.1938 | 5.1825 | 5.2451 | 8.1925 | 12537.4012 | 12537.4128 | 12537.4132 | 19904.6957 | 2039.625 | 2494.3244 | 2494.3244 | 1071.9401 | 653.5473 | 653.5549 | 653.5551 | 558.6159 | 7.24 | 3338.6371 | 3338.6528 | 3338.6533 | 5625.1002 | 56829.573 | 57457.8373 | 57457.8373 | 55109.9654 | 1704.6398 | 1768.6562 | 1768.6562 | 937.1126 | 1.3779 | 3.3442 | 3.4103 | 15.3764 | 820.8909 | 820.9143 | 820.9151 | 8.0326 | 1756.8044 | 1827.1799 | 1827.1799 | 967.8652 | 2001.7186 | 2001.7375 | 2001.7381 | 2043.7693 | 7.24 | 1026.089 | 1026.1061 | 1026.1067 | 1326.1994 | 44259.2484 | 45339.8398 | 45339.8398 | 39869.6993 | 1580.8173 | 1953.1452 | 1953.1452 | 962.1671 | 7.0527 | 10.499 | 10.6094 | 20.7147 | 13211.348 | 13211.3598 | 13211.3602 | 19896.6631 | 1632.0306 | 2015.526 | 2015.526 | 994.878 | 816.6591 | 816.6856 | 816.6865 | 747.2259 | 387.4411 | 439.7854 | 441.6881 | 415.216 | 465.7022 | 517.4602 | 519.3296 | 439.5318
4.46 | 98633.9997 | 98634.0003 | 98634.0003 | 153844.1727 | 144374.5182 | 144414.0412 | 144414.0412 | 133909.1539 | 5215.3661 | 5216.1945 | 5216.1945 | 2920.8803 | 3466.6329 | 3466.6329 | 3466.6329 | 3349.6111 | 4.46 | 1480.5332 | 1480.546 | 1480.5464 | 1416.0927 | 38380.3978 | 41390.5377 | 41390.5377 | 33789.4354 | 2021.3167 | 2469.5678 | 2469.5678 | 1063.6276 | 3.1938 | 5.1825 | 5.2451 | 8.1925 | 12537.4012 | 12537.4128 | 12537.4132 | 19904.6957 | 2039.625 | 2494.3244 | 2494.3244 | 1071.9401 | 653.5473 | 653.5549 | 653.5551 | 558.6159 | 4.46 | 8014.483 | 8014.5199 | 8014.5212 | 11306.7788 | 59653.4609 | 60477.3691 | 60477.3691 | 57800.6306 | 1704.6398 | 1768.6562 | 1768.6562 | 937.1126 | 1.3779 | 3.3442 | 3.4103 | 15.3764 | 820.8909 | 820.9143 | 820.9151 | 8.0326 | 1756.8044 | 1827.1799 | 1827.1799 | 967.8652 | 2001.7186 | 2001.7375 | 2001.7381 | 2043.7693 | 4.46 | 2836.9245 | 2836.9811 | 2836.983 | 3403.4874 | 46757.735 | 48904.4437 | 48904.4437 | 42319.0879 | 1580.8173 | 1953.1452 | 1953.1452 | 962.1671 | 7.0527 | 10.499 | 10.6094 | 20.7147 | 13211.348 | 13211.3598 | 13211.3602 | 19896.6631 | 1632.0306 | 2015.526 | 2015.526 | 994.878 | 816.6591 | 816.6856 | 816.6865 | 747.2259 | 387.4411 | 439.7854 | 441.6881 | 415.216 | 465.7022 | 517.4602 | 519.3296 | 439.5318
4.46 | 98633.9997 | 98634.0003 | 98634.0003 | 153844.1727 | 144374.5182 | 144414.0412 | 144414.0412 | 133909.1539 | 5456.5721 | 5457.4039 | 5457.4039 | 2994.426 | 3651.9485 | 3651.9485 | 3651.9485 | 3432.314 | 4.46 | 1387.5066 | 1387.523 | 1387.5235 | 544.5645 | 36185.9541 | 36564.9083 | 36564.9083 | 32723.1439 | 2251.1595 | 2615.1539 | 2615.1539 | 1287.0546 | 2.711 | 3.7815 | 3.8128 | 9.8271 | 13671.1348 | 13671.1683 | 13671.1695 | 21574.3772 | 2277.4445 | 2644.8203 | 2644.8203 | 1306.1662 | 662.8872 | 662.8947 | 662.8949 | 489.0421 | 4.46 | 3302.3707 | 3302.3741 | 3302.3742 | 4564.143 | 61066.7822 | 61261.4361 | 61261.4361 | 58709.6553 | 1309.1049 | 1345.3714 | 1345.3714 | 466.8663 | 0.56219 | 1.5046 | 1.5343 | 16.5963 | 986.6353 | 986.6824 | 986.684 | 44.6865 | 1349.5779 | 1388.8262 | 1388.8262 | 500.0587 | 1981.0408 | 1981.0684 | 1981.0693 | 1915.2972 | 4.46 | 1475.7233 | 1475.7944 | 1475.7968 | 385.7103 | 47134.5829 | 47279.3602 | 47279.3602 | 42476.3547 | 1979.9819 | 2300.554 | 2300.554 | 1154.4049 | 5.4147 | 7.5221 | 7.5865 | 18.0536 | 14629.3072 | 14629.3207 | 14629.3212 | 21619.0637 | 2030.7298 | 2358.0255 | 2358.0255 | 1188.2011 | 1052.863 | 1052.8981 | 1052.8993 | 1027.9746 | 1101.6403 | 1298.6861 | 1305.4523 | 842.0675 | 1133.1823 | 1282.5842 | 1287.6449 | 861.2067
0 | 108883.5632 | 108883.5638 | 108883.5638 | 169152.293 | 160187.8622 | 160231.095 | 160231.095 | 147264.2939 | 5456.5721 | 5457.4039 | 5457.4039 | 2994.426 | 3651.9485 | 3651.9485 | 3651.9485 | 3432.314 | 0 | 1609.3594 | 1609.4089 | 1609.4106 | 1636.5635 | 43656.3201 | 45673.7704 | 45673.7704 | 38548.6451 | 2251.1595 | 2615.1539 | 2615.1539 | 1287.0546 | 2.711 | 3.7815 | 3.8128 | 9.8271 | 13671.1348 | 13671.1683 | 13671.1695 | 21574.3772 | 2277.4445 | 2644.8203 | 2644.8203 | 1306.1662 | 662.8872 | 662.8947 | 662.8949 | 489.0421 | 0 | 7971.6553 | 7971.7751 | 7971.7792 | 13106.3685 | 63371.0124 | 63740.7137 | 63740.7137 | 60939.917 | 1309.1049 | 1345.3714 | 1345.3714 | 466.8663 | 0.56219 | 1.5046 | 1.5343 | 16.5963 | 986.6353 | 986.6824 | 986.684 | 44.6865 | 1349.5779 | 1388.8262 | 1388.8262 | 500.0587 | 1981.0408 | 1981.0684 | 1981.0693 | 1915.2972 | 0 | 3640.9854 | 3641.0708 | 3641.0737 | 4970.4772 | 53352.9366 | 54957.4528 | 54957.4528 | 47775.7318 | 1979.9819 | 2300.554 | 2300.554 | 1154.4049 | 5.4147 | 7.5221 | 7.5865 | 18.0536 | 14629.3072 | 14629.3207 | 14629.3212 | 21619.0637 | 2030.7298 | 2358.0255 | 2358.0255 | 1188.2011 | 1052.863 | 1052.8981 | 1052.8993 | 1027.9746 | 1101.6403 | 1298.6861 | 1305.4523 | 842.0675 | 1133.1823 | 1282.5842 | 1287.6449 | 861.2067
0 | 108883.5632 | 108883.5638 | 108883.5638 | 169152.293 | 160187.8622 | 160231.095 | 160231.095 | 147264.2939 | 9971.0841 | 9991.0444 | 9991.0444 | 7087.4875 | 6142.0614 | 6142.0939 | 6142.095 | 7164.5438 | 0 | 2827.6269 | 2827.6903 | 2827.6925 | 3225.4 | 44079.0249 | 44404.522 | 44404.522 | 39095.3678 | 3430.4634 | 3449.3796 | 3449.3796 | 2484.7885 | 0.9187 | 0.94065 | 0.9427 | 10.7366 | 11950.6724 | 11950.7142 | 11950.7156 | 19962.1219 | 3461.076 | 3479.8897 | 3479.8897 | 2506.2617 | 945.6105 | 945.6246 | 945.6251 | 1048.0305 | 0 | 13797.0963 | 13797.2472 | 13797.2524 | 19542.8098 | 62199.9613 | 62202.5387 | 62202.5387 | 60117.7959 | 2955.7945 | 2970.4024 | 2970.4024 | 2086.3253 | 1.1787 | 1.5877 | 1.5996 | 27.7557 | 1075.7206 | 1075.764 | 1075.7655 | 170.5792 | 3033.8606 | 3049.7226 | 3049.7226 | 2141.8365 | 3390.8314 | 3390.8728 | 3390.8743 | 4108.1078 | 0 | 6201.0766 | 6201.1383 | 6201.1404 | 7704.275 | 53914.6461 | 54194.333 | 54194.333 | 48051.1302 | 3410.7363 | 3433.2055 | 3433.2055 | 2390.1067 | 2.3112 | 2.4592 | 2.4623 | 24.6414 | 13024.8532 | 13024.8548 | 13024.8549 | 20132.701 | 3480.333 | 3503.2451 | 3503.2451 | 2439.3893 | 1805.9312 | 1805.9543 | 1805.9551 | 2008.4055 | 1009.4151 | 1136.8804 | 1141.0999 | 806.2183 | 930.287 | 1029.8089 | 1033.0753 | 743.238
-4.52 | 81267.9371 | 81268.0833 | 81268.0882 | 136768.5549 | 115710.7641 | 115757.7519 | 115757.7519 | 115228.8505 | 9971.0841 | 9991.0444 | 9991.0444 | 7087.4875 | 6142.0614 | 6142.0939 | 6142.095 | 7164.5438 | -4.52 | 1448.253 | 1448.2536 | 1448.2537 | 1511.6979 | 28602.5396 | 29013.075 | 29013.075 | 27767.0651 | 3430.4634 | 3449.3796 | 3449.3796 | 2484.7885 | 0.9187 | 0.94065 | 0.9427 | 10.7366 | 11950.6724 | 11950.7142 | 11950.7156 | 19962.1219 | 3461.076 | 3479.8897 | 3479.8897 | 2506.2617 | 945.6105 | 945.6246 | 945.6251 | 1048.0305 | -4.52 | 1678.1487 | 1678.1851 | 1678.1863 | 974.1626 | 48739.6463 | 48813.9198 | 48813.9198 | 50436.6951 | 2955.7945 | 2970.4024 | 2970.4024 | 2086.3253 | 1.1787 | 1.5877 | 1.5996 | 27.7557 | 1075.7206 | 1075.764 | 1075.7655 | 170.5792 | 3033.8606 | 3049.7226 | 3049.7226 | 2141.8365 | 3390.8314 | 3390.8728 | 3390.8743 | 4108.1078 | -4.52 | 1975.1159 | 1975.1588 | 1975.1603 | 1373.718 | 38384.9907 | 38768.2404 | 38768.2404 | 37025.0904 | 3410.7363 | 3433.2055 | 3433.2055 | 2390.1067 | 2.3112 | 2.4592 | 2.4623 | 24.6414 | 13024.8532 | 13024.8548 | 13024.8549 | 20132.701 | 3480.333 | 3503.2451 | 3503.2451 | 2439.3893 | 1805.9312 | 1805.9543 | 1805.9551 | 2008.4055 | 1009.4151 | 1136.8804 | 1141.0999 | 806.2183 | 930.287 | 1029.8089 | 1033.0753 | 743.238
-4.52 | 81267.9371 | 81268.0833 | 81268.0882 | 136768.5549 | 115710.7641 | 115757.7519 | 115757.7519 | 115228.8505 | 10393.2934 | 10406.4221 | 10406.4221 | 7900.9117 | 3608.3513 | 3608.3564 | 3608.3565 | 4892.6799 | -4.52 | 225.5569 | 225.5614 | 225.5615 | 688.0952 | 29382.9453 | 29705.3541 | 29705.3541 | 28412.208 | 3311.7688 | 3343.2563 | 3343.2563 | 2594.2624 | 0.44029 | 0.50775 | 0.51052 | 12.371 | 10755.2828 | 10755.3219 | 10755.3232 | 18387.8303 | 3344.8864 | 3376.6043 | 3376.6043 | 2619.0043 | 218.041 | 218.0439 | 218.044 | 469.7626 | -4.52 | 4215.0645 | 4215.101 | 4215.1022 | 7408.2387 | 47700.1053 | 47811.1339 | 47811.1339 | 49600.6074 | 3348.6512 | 3349.5847 | 3349.5847 | 2511.6842 | 1.5746 | 1.6289 | 1.6307 | 37.176 | 183.0003 | 183.0373 | 183.0386 | 320.2858 | 3448.5183 | 3449.2726 | 3449.2726 | 2586.0361 | 2240.837 | 2240.8512 | 2240.8517 | 3133.5803 | -4.52 | 1888.1216 | 1888.1697 | 1888.1713 | 2438.3643 | 38636.8897 | 38895.2578 | 38895.2578 | 37216.0351 | 3510.5693 | 3528.2544 | 3528.2544 | 2627.1267 | 0.16084 | 0.19702 | 0.1993 | 34.3724 | 10927.0439 | 10927.0459 | 10927.046 | 18067.5446 | 3602.0763 | 3619.9112 | 3619.9112 | 2695.8712 | 1150.266 | 1150.2883 | 1150.289 | 1289.337 | 600.4732 | 607.1513 | 607.3655 | 787.1618 | 1053.1506 | 1062.55 | 1062.8623 | 1032.6036
-7.52 | 70464.2301 | 70464.3915 | 70464.397 | 122090.5152 | 84767.0557 | 84853.4296 | 84853.4296 | 91526.1155 | 10393.2934 | 10406.4221 | 10406.4221 | 7900.9117 | 3608.3513 | 3608.3564 | 3608.3565 | 4892.6799 | -7.52 | 438.5864 | 438.5907 | 438.5908 | 721.1925 | 19412.6636 | 19639.9187 | 19639.9187 | 20555.1951 | 3311.7688 | 3343.2563 | 3343.2563 | 2594.2624 | 0.44029 | 0.50775 | 0.51052 | 12.371 | 10755.2828 | 10755.3219 | 10755.3232 | 18387.8303 | 3344.8864 | 3376.6043 | 3376.6043 | 2619.0043 | 218.041 | 218.0439 | 218.044 | 469.7626 | -7.52 | 2555.4227 | 2555.429 | 2555.4292 | 1992.5022 | 37451.4171 | 37560.1828 | 37560.1828 | 41842.4991 | 3348.6512 | 3349.5847 | 3349.5847 | 2511.6842 | 1.5746 | 1.6289 | 1.6307 | 37.176 | 183.0003 | 183.0373 | 183.0386 | 320.2858 | 3448.5183 | 3449.2726 | 3449.2726 | 2586.0361 | 2240.837 | 2240.8512 | 2240.8517 | 3133.5803 | -7.52 | 1572.3915 | 1572.4101 | 1572.4108 | 1429.6467 | 27914.4919 | 28119.3552 | 28119.3552 | 29128.4213 | 3510.5693 | 3528.2544 | 3528.2544 | 2627.1267 | 0.16084 | 0.19702 | 0.1993 | 34.3724 | 10927.0439 | 10927.0459 | 10927.046 | 18067.5446 | 3602.0763 | 3619.9112 | 3619.9112 | 2695.8712 | 1150.266 | 1150.2883 | 1150.289 | 1289.337 | 600.4732 | 607.1513 | 607.3655 | 787.1618 | 1053.1506 | 1062.55 | 1062.8623 | 1032.6036
-7.52 | 70464.2301 | 70464.3915 | 70464.397 | 122090.5152 | 84767.0557 | 84853.4296 | 84853.4296 | 91526.1155 | 8458.01 | 8463.0483 | 8463.0483 | 6711.4658 | 2185.8014 | 2185.8037 | 2185.8038 | 3024.5792 | -7.52 | 737.0428 | 737.0436 | 737.0437 | 961.9067 | 20063.4053 | 20265.308 | 20265.308 | 21160.9045 | 2532.0548 | 2561.8088 | 2561.8088 | 2100.1472 | 0.32637 | 0.4316 | 0.43496 | 7.9174 | 9896.7465 | 9896.7819 | 9896.7831 | 17149.6427 | 2551.9655 | 2582.0503 | 2582.0503 | 2115.982 | 442.5045 | 442.5058 | 442.5059 | 574.4337 | -7.52 | 1599.252 | 1599.257 | 1599.2572 | 3198.4875 | 36492.4236 | 36600.682 | 36600.682 | 41007.5147 | 2898.4671 | 2905.7503 | 2905.7503 | 2248.919 | 0.47669 | 0.48629 | 0.48599 | 30.5566 | 470.8677 | 470.8951 | 470.8961 | 727.302 | 2977.7705 | 2985.057 | 2985.057 | 2310.0321 | 1030.2347 | 1030.2356 | 1030.2357 | 1583.7628 | -7.52 | 1163.138 | 1163.1457 | 1163.1459 | 1551.2828 | 28219.6935 | 28399.7116 | 28399.7116 | 29357.6964 | 2861.9678 | 2879.4027 | 2879.4027 | 2232.7103 | 0.18295 | 0.27999 | 0.28347 | 26.3707 | 9432.5926 | 9432.6005 | 9432.6008 | 16422.3407 | 2929.7845 | 2947.5447 | 2947.5447 | 2285.4516 | 714.5672 | 714.569 | 714.569 | 866.3827 | 430.9857 | 432.9877 | 433.0451 | 619.1084 | 749.9413 | 751.9301 | 751.9863 | 822.6125
-10.52 | 63960.6418 | 63960.7963 | 63960.8016 | 113016.7776 | 59791.0323 | 59892.521 | 59892.521 | 71391.7181 | 8458.01 | 8463.0483 | 8463.0483 | 6711.4658 | 2185.8014 | 2185.8037 | 2185.8038 | 3024.5792 | -10.52 | 590.9718 | 590.9751 | 590.9752 | 761.3943 | 12530.3697 | 12642.0178 | 12642.0178 | 14812.9583 | 2532.0548 | 2561.8088 | 2561.8088 | 2100.1472 | 0.32637 | 0.4316 | 0.43496 | 7.9174 | 9896.7465 | 9896.7819 | 9896.7831 | 17149.6427 | 2551.9655 | 2582.0503 | 2582.0503 | 2115.982 | 442.5045 | 442.5058 | 442.5059 | 574.4337 | -10.52 | 1526.6685 | 1526.6708 | 1526.6709 | 1552.8009 | 27703.2935 | 27789.6926 | 27789.6926 | 34077.4183 | 2898.4671 | 2905.7503 | 2905.7503 | 2248.919 | 0.47669 | 0.48629 | 0.48599 | 30.5566 | 470.8677 | 470.8951 | 470.8961 | 727.302 | 2977.7705 | 2985.057 | 2985.057 | 2310.0321 | 1030.2347 | 1030.2356 | 1030.2357 | 1583.7628 | -10.52 | 986.0082 | 986.0104 | 986.0105 | 1047.8654 | 19570.5487 | 19697.2864 | 19697.2864 | 22501.3415 | 2861.9678 | 2879.4027 | 2879.4027 | 2232.7103 | 0.18295 | 0.27999 | 0.28347 | 26.3707 | 9432.5926 | 9432.6005 | 9432.6008 | 16422.3407 | 2929.7845 | 2947.5447 | 2947.5447 | 2285.4516 | 714.5672 | 714.569 | 714.569 | 866.3827 | 430.9857 | 432.9877 | 433.0451 | 619.1084 | 749.9413 | 751.9301 | 751.9863 | 822.6125
-10.52 | 63960.6418 | 63960.7963 | 63960.8016 | 113016.7776 | 59791.0323 | 59892.521 | 59892.521 | 71391.7181 | 6276.7083 | 6277.8589 | 6277.8589 | 5092.4357 | 1263.0681 | 1263.0698 | 1263.0699 | 1692.5679 | -10.52 | 228.5107 | 228.5108 | 228.5108 | 425.0253 | 13034.4353 | 13132.1109 | 13132.1109 | 15290.3183 | 1837.0925 | 1851.0321 | 1851.0321 | 1562.1691 | 0.86819 | 0.91494 | 0.91648 | 4.9394 | 9308.04 | 9308.0729 | 9308.074 | 16284.0055 | 1849.7968 | 1863.8804 | 1863.8804 | 1572.048 | 149.2787 | 149.2793 | 149.2794 | 261.8033 | -10.52 | 1202.8395 | 1202.8405 | 1202.8405 | 1995.8411 | 26931.3884 | 27013.4706 | 27013.4706 | 33409.842 | 2189.7319 | 2194.1845 | 2194.1845 | 1739.2595 | 1.0374 | 1.1112 | 1.1124 | 20.4939 | 803.4084 | 803.4315 | 803.4323 | 960.3715 | 2243.5727 | 2248.2011 | 2248.2011 | 1780.2473 | 696.6025 | 696.6045 | 696.6046 | 924.0961 | -10.52 | 722.4435 | 722.4447 | 722.4447 | 944.1406 | 19833.0359 | 19950.1179 | 19950.1179 | 22691.5578 | 2136.5065 | 2144.6251 | 2144.6251 | 1702.6877 | 1.0915 | 1.1408 | 1.143 | 18.7264 | 8511.9506 | 8511.9604 | 8511.9607 | 15323.634 | 2184.7685 | 2193.073 | 2193.073 | 1740.1405 | 418.2903 | 418.2912 | 418.2913 | 506.6684 | 297.1633 | 298.3431 | 298.3713 | 432.8202 | 465.9098 | 466.8166 | 466.8329 | 549.3637
-13.52 | 60358.0738 | 60358.223 | 60358.2281 | 107939.0739 | 42043.45 | 42148.3905 | 42148.3905 | 56114.4109 | 6276.7083 | 6277.8589 | 6277.8589 | 5092.4357 | 1263.0681 | 1263.0698 | 1263.0699 | 1692.5679 | -13.52 | 221.5116 | 221.5134 | 221.5134 | 360.3848 | 7927.1784 | 7982.6032 | 7982.6032 | 10574.1743 | 1837.0925 | 1851.0321 | 1851.0321 | 1562.1691 | 0.86819 | 0.91494 | 0.91648 | 4.9394 | 9308.04 | 9308.0729 | 9308.074 | 16284.0055 | 1849.7968 | 1863.8804 | 1863.8804 | 1572.048 | 149.2787 | 149.2793 | 149.2794 | 261.8033 | -13.52 | 917.6916 | 917.6967 | 917.6969 | 776.4471 | 20521.596 | 20589.7928 | 20589.7928 | 28069.1002 | 2189.7319 | 2194.1845 | 2194.1845 | 1739.2595 | 1.0374 | 1.1112 | 1.1124 | 20.4939 | 803.4084 | 803.4315 | 803.4323 | 960.3715 | 2243.5727 | 2248.2011 | 2248.2011 | 1780.2473 | 696.6025 | 696.6045 | 696.6046 | 924.0961 | -13.52 | 539.5722 | 539.5737 | 539.5737 | 575.8647 | 13656.1561 | 13748.3246 | 13748.3246 | 17471.1364 | 2136.5065 | 2144.6251 | 2144.6251 | 1702.6877 | 1.0915 | 1.1408 | 1.143 | 18.7264 | 8511.9506 | 8511.9604 | 8511.9607 | 15323.634 | 2184.7685 | 2193.073 | 2193.073 | 1740.1405 | 418.2903 | 418.2912 | 418.2913 | 506.6684 | 297.1628 | 298.3426 | 298.3708 | 432.8202 | 465.9098 | 466.8166 | 466.8329 | 549.3637
-13.52 | 60358.0738 | 60358.223 | 60358.2281 | 107939.0739 | 42043.45 | 42148.3905 | 42148.3905 | 56114.4109 | 4952.8247 | 4953.0669 | 4953.0669 | 3943.8992 | 1000.4854 | 1000.4858 | 1000.4858 | 1052.7527 | -13.52 | 217.3734 | 217.3734 | 217.3734 | 260.1322 | 8189.5477 | 8237.9444 | 8237.9444 | 10859.4729 | 1511.928 | 1514.2157 | 1514.2157 | 1229.5272 | 1.152 | 1.1813 | 1.1819 | 5.8747 | 9006.3571 | 9006.3886 | 9006.3897 | 15830.3371 | 1524.2163 | 1526.5876 | 1526.5876 | 1241.2767 | 152.0088 | 152.009 | 152.009 | 165.1316 | -13.52 | 572.5394 | 572.5422 | 572.5423 | 1080.8712 | 20096.0183 | 20165.783 | 20165.783 | 27663.5153 | 1642.0068 | 1643.6328 | 1643.6328 | 1290.7276 | 0.81799 | 0.89462 | 0.89561 | 23.9411 | 977.2443 | 977.2653 | 977.266 | 1078.7212 | 1694.5721 | 1696.4019 | 1696.4019 | 1338.6098 | 557.4891 | 557.4892 | 557.4892 | 616.4318 | -13.52 | 380.6483 | 380.6486 | 380.6486 | 459.8542 | 13803.1164 | 13886.6888 | 13886.6888 | 17591.4226 | 1701.2508 | 1701.3915 | 1701.3915 | 1331.7975 | 1.8506 | 1.9009 | 1.9022 | 16.1076 | 8044.2517 | 8044.2622 | 8044.2625 | 14751.6159 | 1737.6812 | 1737.9806 | 1737.9806 | 1364.0127 | 293.0926 | 293.0929 | 293.0929 | 271.1893 | 156.4373 | 157.0931 | 157.1044 | 226.8489 | 246.8478 | 247.691 | 247.7031 | 286.0341
-16.52 | 58165.6085 | 58165.7564 | 58165.7615 | 104780.816 | 30071.6169 | 30177.284 | 30177.284 | 44282.7133 | 4952.8247 | 4953.0669 | 4953.0669 | 3943.8992 | 1000.4854 | 1000.4858 | 1000.4858 | 1052.7527 | -16.52 | 246.7947 | 246.7954 | 246.7954 | 235.2626 | 5292.4193 | 5333.7018 | 5333.7018 | 7135.6428 | 1511.928 | 1514.2157 | 1514.2157 | 1229.5272 | 1.152 | 1.1813 | 1.1819 | 5.8747 | 9006.3571 | 9006.3886 | 9006.3897 | 15830.3371 | 1524.2163 | 1526.5876 | 1526.5876 | 1241.2767 | 152.0088 | 152.009 | 152.009 | 165.1316 | -16.52 | 1247.6155 | 1247.618 | 1247.6181 | 768.4242 | 15685.92 | 15750.1954 | 15750.1954 | 23647.6859 | 1642.0068 | 1643.6328 | 1643.6328 | 1290.7276 | 0.81799 | 0.89462 | 0.89561 | 23.9411 | 977.2443 | 977.2653 | 977.266 | 1078.7212 | 1694.5721 | 1696.4019 | 1696.4019 | 1338.6098 | 557.4891 | 557.4892 | 557.4892 | 616.4318 | -16.52 | 551.2037 | 551.2043 | 551.2043 | 353.7137 | 9620.1487 | 9702.823 | 9702.823 | 13499.3845 | 1701.2508 | 1701.3915 | 1701.3915 | 1331.7975 | 1.8506 | 1.9009 | 1.9022 | 16.1076 | 8044.2517 | 8044.2622 | 8044.2625 | 14751.6159 | 1737.6812 | 1737.9806 | 1737.9806 | 1364.0127 | 293.0926 | 293.0929 | 293.0929 | 271.1893 | 156.4373 | 157.0931 | 157.1044 | 226.8489 | 246.8478 | 247.691 | 247.7031 | 286.0341

## CB
Coupling beam shear
| W1-W2 [kN] |  |  |  | W2-W3 [kN]
| RSA | RSA -veT | RSA +veT | Wind | RSA | RSA -veT | RSA +veT | Wind
90.15 | 165.5169 | 189.5515 | 195.6186 | 70.9285 | 94.4861 | 107.7792 | 111.8476 | 43.9583
85.08 | 165.5169 | 189.5515 | 195.6186 | 70.9285 | 94.4861 | 107.7792 | 111.8476 | 43.9583
85.08 | 125.0338 | 141.265 | 144.2378 | 51.1922 | 131.0621 | 146.3911 | 149.3539 | 43.8235
82.3 | 125.0338 | 141.265 | 144.2378 | 51.1922 | 131.0621 | 146.3911 | 149.3539 | 43.8235
82.3 | 168.818 | 188.944 | 191.4778 | 69.9669 | 191.3501 | 210.5564 | 213.0168 | 65.9807
79.52 | 168.818 | 188.944 | 191.4778 | 69.9669 | 191.3501 | 210.5564 | 213.0168 | 65.9807
79.52 | 212.1415 | 238.2805 | 241.1292 | 93.7238 | 237.1949 | 261.5173 | 264.1433 | 89.471
76.74 | 212.1415 | 238.2805 | 241.1292 | 93.7238 | 237.1949 | 261.5173 | 264.1433 | 89.471
76.74 | 245.7774 | 276.4335 | 279.3113 | 117.5624 | 276.2757 | 304.9658 | 307.6625 | 113.6844
73.96 | 245.7774 | 276.4335 | 279.3113 | 117.5624 | 276.2757 | 304.9658 | 307.6625 | 113.6844
73.96 | 273.5153 | 308.3058 | 311.2754 | 141.6971 | 307.4435 | 339.8656 | 342.6073 | 137.8645
71.18 | 273.5153 | 308.3058 | 311.2754 | 141.6971 | 307.4435 | 339.8656 | 342.6073 | 137.8645
71.18 | 291.4961 | 329.2516 | 332.2462 | 165.6301 | 327.1354 | 362.3193 | 365.0944 | 161.8372
68.4 | 291.4961 | 329.2516 | 332.2462 | 165.6301 | 327.1354 | 362.3193 | 365.0944 | 161.8372
68.4 | 300.5541 | 340.3344 | 343.3587 | 189.2293 | 335.3716 | 372.3076 | 375.1004 | 185.406
65.62 | 300.5541 | 340.3344 | 343.3587 | 189.2293 | 335.3716 | 372.3076 | 375.1004 | 185.406
65.62 | 304.2548 | 345.3627 | 348.3954 | 212.2981 | 337.656 | 375.7315 | 378.5338 | 208.3583
62.84 | 304.2548 | 345.3627 | 348.3954 | 212.2981 | 337.656 | 375.7315 | 378.5338 | 208.3583
62.84 | 305.2722 | 347.2612 | 350.2935 | 234.3386 | 337.7587 | 376.6209 | 379.4224 | 230.3494
60.06 | 305.2722 | 347.2612 | 350.2935 | 234.3386 | 337.7587 | 376.6209 | 379.4224 | 230.3494
60.06 | 304.0261 | 346.6547 | 349.6805 | 255.0232 | 334.9627 | 374.3807 | 377.1769 | 250.5557
57.28 | 304.0261 | 346.6547 | 349.6805 | 255.0232 | 334.9627 | 374.3807 | 377.1769 | 250.5557
57.28 | 315.0164 | 360.0157 | 363.1633 | 287.121 | 344.8095 | 386.2583 | 389.1586 | 282.1129
54.5 | 315.0164 | 360.0157 | 363.1633 | 287.121 | 344.8095 | 386.2583 | 389.1586 | 282.1129
54.5 | 314.564 | 360.09 | 363.2266 | 307.2678 | 343.058 | 384.941 | 387.8297 | 301.7153
51.72 | 314.564 | 360.09 | 363.2266 | 307.2678 | 343.058 | 384.941 | 387.8297 | 301.7153
51.72 | 316.7376 | 362.882 | 366.0043 | 327.7521 | 345.3766 | 387.8725 | 390.7516 | 322.2813
48.94 | 316.7376 | 362.882 | 366.0043 | 327.7521 | 345.3766 | 387.8725 | 390.7516 | 322.2813
48.94 | 321.3622 | 368.3709 | 371.4849 | 348.5343 | 350.4488 | 393.7357 | 396.607 | 343.1061
46.16 | 321.3622 | 368.3709 | 371.4849 | 348.5343 | 350.4488 | 393.7357 | 396.607 | 343.1061
46.16 | 327.6093 | 375.6262 | 378.7308 | 369.0379 | 357.292 | 401.5259 | 404.3899 | 363.8259
43.38 | 327.6093 | 375.6262 | 378.7308 | 369.0379 | 357.292 | 401.5259 | 404.3899 | 363.8259
43.38 | 335.4179 | 384.6292 | 387.7243 | 389.0558 | 365.7113 | 411.0433 | 413.8989 | 384.1564
40.6 | 335.4179 | 384.6292 | 387.7243 | 389.0558 | 365.7113 | 411.0433 | 413.8989 | 384.1564
40.6 | 344.6092 | 395.1385 | 398.2194 | 408.2068 | 375.7057 | 422.283 | 425.1272 | 403.824
37.82 | 344.6092 | 395.1385 | 398.2194 | 408.2068 | 375.7057 | 422.283 | 425.1272 | 403.824
37.82 | 354.9372 | 406.9364 | 409.9996 | 426.1219 | 386.8019 | 434.7306 | 437.5584 | 422.2882
35.04 | 354.9372 | 406.9364 | 409.9996 | 426.1219 | 386.8019 | 434.7306 | 437.5584 | 422.2882
35.04 | 365.2534 | 418.6754 | 421.7061 | 441.4091 | 398.0918 | 447.4113 | 450.2135 | 438.6188
32.26 | 365.2534 | 418.6754 | 421.7061 | 441.4091 | 398.0918 | 447.4113 | 450.2135 | 438.6188
32.26 | 374.7528 | 429.7938 | 432.7895 | 453.1421 | 407.1809 | 458.0221 | 460.7936 | 450.5032
29.48 | 374.7528 | 429.7938 | 432.7895 | 453.1421 | 407.1809 | 458.0221 | 460.7936 | 450.5032
29.48 | 413.5977 | 474.5802 | 477.7513 | 497.7157 | 447.1058 | 503.1985 | 506.1199 | 495.9565
26.7 | 413.5977 | 474.5802 | 477.7513 | 497.7157 | 447.1058 | 503.1985 | 506.1199 | 495.9565
26.7 | 427.9343 | 490.778 | 493.9002 | 508.6114 | 463.4775 | 521.3165 | 524.1926 | 507.6457
23.92 | 427.9343 | 490.778 | 493.9002 | 508.6114 | 463.4775 | 521.3165 | 524.1926 | 507.6457
23.92 | 445.9845 | 510.6154 | 513.6752 | 520.6164 | 487.4521 | 547.1103 | 549.9361 | 522.7234
21.14 | 445.9845 | 510.6154 | 513.6752 | 520.6164 | 487.4521 | 547.1103 | 549.9361 | 522.7234
21.14 | 466.2695 | 532.522 | 535.5094 | 532.9856 | 516.4144 | 577.7934 | 580.5592 | 538.7405
18.36 | 466.2695 | 532.522 | 535.5094 | 532.9856 | 516.4144 | 577.7934 | 580.5592 | 538.7405
18.36 | 486.1564 | 553.6065 | 556.5029 | 542.9635 | 547.3789 | 609.9776 | 612.6625 | 553.3262
15.58 | 486.1564 | 553.6065 | 556.5029 | 542.9635 | 547.3789 | 609.9776 | 612.6625 | 553.3262
15.58 | 499.8482 | 566.8572 | 569.6061 | 546.568 | 576.3129 | 639.2186 | 641.791 | 562.9941
12.8 | 499.8482 | 566.8572 | 569.6061 | 546.568 | 576.3129 | 639.2186 | 641.791 | 562.9941
12.8 | 503.5242 | 568.9975 | 571.5677 | 538.5275 | 591.9256 | 653.3934 | 655.7982 | 560.1511
10.02 | 503.5242 | 568.9975 | 571.5677 | 538.5275 | 591.9256 | 653.3934 | 655.7982 | 560.1511
10.02 | 469.9569 | 528.5463 | 530.7605 | 500.0092 | 575.954 | 633.324 | 635.4791 | 531.0661
7.24 | 469.9569 | 528.5463 | 530.7605 | 500.0092 | 575.954 | 633.324 | 635.4791 | 531.0661
7.24 | 387.4411 | 439.7854 | 441.6881 | 415.216 | 465.7022 | 517.4602 | 519.3296 | 439.5318
4.46 | 387.4411 | 439.7854 | 441.6881 | 415.216 | 465.7022 | 517.4602 | 519.3296 | 439.5318
4.46 | 1101.6403 | 1298.6861 | 1305.4523 | 842.0675 | 1133.1823 | 1282.5842 | 1287.6449 | 861.2067
0 | 1101.6403 | 1298.6861 | 1305.4523 | 842.0675 | 1133.1823 | 1282.5842 | 1287.6449 | 861.2067
0 | 1009.4151 | 1136.8804 | 1141.0999 | 806.2183 | 930.287 | 1029.8089 | 1033.0753 | 743.238
-4.52 | 1009.4151 | 1136.8804 | 1141.0999 | 806.2183 | 930.287 | 1029.8089 | 1033.0753 | 743.238
-4.52 | 600.4732 | 607.1513 | 607.3655 | 787.1618 | 1053.1506 | 1062.55 | 1062.8623 | 1032.6036
-7.52 | 600.4732 | 607.1513 | 607.3655 | 787.1618 | 1053.1506 | 1062.55 | 1062.8623 | 1032.6036
-7.52 | 430.9857 | 432.9877 | 433.0451 | 619.1084 | 749.9413 | 751.9301 | 751.9863 | 822.6125
-10.52 | 430.9857 | 432.9877 | 433.0451 | 619.1084 | 749.9413 | 751.9301 | 751.9863 | 822.6125
-10.52 | 297.1633 | 298.3431 | 298.3713 | 432.8202 | 465.9098 | 466.8166 | 466.8329 | 549.3637
-13.52 | 297.1628 | 298.3426 | 298.3708 | 432.8202 | 465.9098 | 466.8166 | 466.8329 | 549.3637
-13.52 | 156.4373 | 157.0931 | 157.1044 | 226.8489 | 246.8478 | 247.691 | 247.7031 | 286.0341
-16.52 | 156.4373 | 157.0931 | 157.1044 | 226.8489 | 246.8478 | 247.691 | 247.7031 | 286.0341

## Disps
Displacements [mm]
| X- direction |  |  | Y- direction
EL | RSA | RSA -veT | RSA +veT | RSA | RSA -veT | RSA +veT
90.15 | 1419.5787 | 1431.0754 | 1431.7832 | 1124.4182 | 1142.0836 | 1142.0836
85.08 | 1324.0825 | 1359.9453 | 1362.0794 | 1064.5328 | 1116.5604 | 1116.5604
82.3 | 1271.4673 | 1306.8569 | 1308.9156 | 1020.2586 | 1071.569 | 1071.569
79.52 | 1218.6779 | 1253.4433 | 1255.4292 | 975.9737 | 1026.3533 | 1026.3533
76.74 | 1165.7709 | 1199.7739 | 1201.6836 | 931.71 | 980.973 | 980.973
73.96 | 1112.8325 | 1145.9531 | 1147.7854 | 887.5413 | 935.552 | 935.552
71.18 | 1059.9583 | 1092.101 | 1093.8548 | 843.5501 | 890.1978 | 890.1978
68.4 | 1007.2475 | 1038.3515 | 1040.0262 | 799.8276 | 845.0191 | 845.0191
65.62 | 954.7973 | 984.8271 | 986.4224 | 756.4673 | 800.1272 | 800.1272
62.84 | 902.7043 | 931.636 | 933.1517 | 713.5628 | 755.6388 | 755.6388
60.06 | 851.0655 | 878.8818 | 880.318 | 671.2031 | 711.6632 | 711.6632
57.28 | 799.9897 | 826.6859 | 828.0432 | 629.4755 | 668.3003 | 668.3003
54.5 | 749.5565 | 775.1411 | 776.421 | 588.4515 | 625.6405 | 625.6405
51.72 | 699.7918 | 724.2515 | 725.4544 | 548.1653 | 583.6991 | 583.6991
48.94 | 650.7572 | 674.0731 | 675.1991 | 508.6712 | 542.5268 | 542.5268
46.16 | 602.5187 | 624.6673 | 625.7165 | 470.0176 | 502.164 | 502.164
43.38 | 555.1444 | 576.098 | 577.0707 | 432.2486 | 462.6482 | 462.6482
40.6 | 508.7043 | 528.431 | 529.3273 | 395.4059 | 424.0151 | 424.0151
37.82 | 463.2726 | 481.7363 | 482.5565 | 359.5316 | 386.2992 | 386.2992
35.04 | 418.9329 | 436.0953 | 436.84 | 324.6726 | 349.5404 | 349.5404
32.26 | 375.7878 | 391.6074 | 392.2771 | 290.8829 | 313.7841 | 313.7841
29.48 | 333.9925 | 348.4382 | 349.0344 | 258.244 | 279.1253 | 279.1253
26.7 | 293.6161 | 306.6784 | 307.204 | 226.8255 | 245.6657 | 245.6657
23.92 | 254.5922 | 266.2227 | 266.6787 | 196.6177 | 213.3458 | 213.3458
21.14 | 217.0035 | 227.1522 | 227.5397 | 167.73 | 182.2771 | 182.2771
18.36 | 180.9682 | 189.5886 | 189.9091 | 140.2965 | 152.6043 | 152.6043
15.58 | 146.652 | 153.7131 | 153.9686 | 114.4859 | 124.5213 | 124.5213
12.8 | 114.2903 | 119.7859 | 119.9792 | 90.4981 | 98.2653 | 98.2653
10.02 | 84.2853 | 88.2615 | 88.3972 | 68.5969 | 74.1731 | 74.1731
7.24 | 57.3369 | 59.8825 | 59.966 | 49.0512 | 52.578 | 52.578
4.46 | 35.0128 | 36.5072 | 36.5543 | 32.5463 | 34.5817 | 34.5817
0 | 9.5174 | 9.6685 | 9.6731 | 13.6668 | 13.6883 | 13.6883
-4.52 | 2.4362 | 2.4687 | 2.4695 | 4.3168 | 4.3288 | 4.3288
-7.52 | 1.7834 | 1.7914 | 1.7915 | 2.1948 | 2.2401 | 2.2401
-10.52 | 1.1746 | 1.1807 | 1.1808 | 1.3413 | 1.3731 | 1.3731
-13.52 | 0.54799 | 0.55127 | 0.55131 | 0.61994 | 0.63631 | 0.63631
-16.52 | 0 | 0 | 0 | 0 | 0 | 0

## Drift
Drift [%]
| X- direction |  |  | y- direction
EL | RSA | RSA -veT | RSA +veT | RSA | RSA -veT | RSA +veT
85.08 | 1.9243 | 1.9264 | 1.9269 | 1.6149 | 1.6187 | 1.6187
82.3 | 1.9461 | 1.9631 | 1.9658 | 1.633 | 1.6588 | 1.6588
79.52 | 1.9624 | 1.9849 | 1.9875 | 1.64 | 1.6735 | 1.6735
76.74 | 1.9762 | 2.0036 | 2.0064 | 1.6467 | 1.6868 | 1.6868
73.96 | 1.9858 | 2.0175 | 2.0203 | 1.6507 | 1.6957 | 1.6957
71.18 | 1.9904 | 2.0256 | 2.0284 | 1.6514 | 1.7004 | 1.7004
68.4 | 1.9894 | 2.0268 | 2.0296 | 1.6481 | 1.7004 | 1.7004
65.62 | 1.9829 | 2.0216 | 2.0244 | 1.6402 | 1.6953 | 1.6953
62.84 | 1.9711 | 2.0106 | 2.0135 | 1.6276 | 1.6846 | 1.6846
60.06 | 1.9541 | 1.9942 | 1.9971 | 1.6101 | 1.6683 | 1.6683
57.28 | 1.9312 | 1.9715 | 1.9744 | 1.5875 | 1.6463 | 1.6463
54.5 | 1.9044 | 1.9444 | 1.9472 | 1.5602 | 1.619 | 1.619
51.72 | 1.8764 | 1.9169 | 1.9196 | 1.5311 | 1.5907 | 1.5907
48.94 | 1.8454 | 1.8866 | 1.8893 | 1.4986 | 1.559 | 1.559
46.16 | 1.8113 | 1.8533 | 1.8561 | 1.4631 | 1.5246 | 1.5246
43.38 | 1.7742 | 1.8172 | 1.8199 | 1.425 | 1.4878 | 1.4878
40.6 | 1.734 | 1.7781 | 1.7809 | 1.3844 | 1.4488 | 1.4488
37.82 | 1.6908 | 1.7362 | 1.7389 | 1.3418 | 1.4081 | 1.4081
35.04 | 1.6442 | 1.691 | 1.6938 | 1.2973 | 1.3657 | 1.3657
32.26 | 1.5939 | 1.6422 | 1.6449 | 1.251 | 1.3217 | 1.3217
29.48 | 1.5379 | 1.5873 | 1.59 | 1.2021 | 1.2748 | 1.2748
26.7 | 1.4802 | 1.53 | 1.5325 | 1.1521 | 1.2255 | 1.2255
23.92 | 1.4256 | 1.4771 | 1.4797 | 1.1034 | 1.1794 | 1.1794
21.14 | 1.3685 | 1.4219 | 1.4243 | 1.0516 | 1.13 | 1.13
18.36 | 1.3078 | 1.3628 | 1.3652 | 0.9957 | 1.0762 | 1.0762
15.58 | 1.242 | 1.2981 | 1.3004 | 0.93458 | 1.0163 | 1.0163
12.8 | 1.1688 | 1.2251 | 1.2273 | 0.86708 | 0.94866 | 0.94866
10.02 | 1.0824 | 1.1371 | 1.1391 | 0.79088 | 0.86969 | 0.86969
7.24 | 0.97204 | 1.0235 | 1.0254 | 0.70575 | 0.77947 | 0.77947
4.46 | 0.80589 | 0.8437 | 0.84501 | 0.59624 | 0.64988 | 0.64988
0 | 0.66287 | 0.69446 | 0.69547 | 0.5478 | 0.59134 | 0.59134
-4.52 | 0.19768 | 0.20035 | 0.20044 | 0.21244 | 0.21265 | 0.21265
-7.52 | 0.027174 | 0.027939 | 0.027965 | 0.096292 | 0.096447 | 0.096447
-10.52 | 0.023152 | 0.023225 | 0.023226 | 0.044578 | 0.044739 | 0.044739
-13.52 | 0.023319 | 0.023426 | 0.023426 | 0.024114 | 0.024628 | 0.024628
-16.52 | 0.018266 | 0.018376 | 0.018377 | 0.020665 | 0.02121 | 0.02121